## 1- Hardware and OEM fees - OT
Pricing Schedule : Network Hardware - National Transmission Company (NTCSA) TELECOMS
VENDOR NAME
IMPORTANT NOTES
All cells highlighted in GREEN must be completed
Quoted prices MUST be in ZAR, EXCLUDING VAT and ESCALATIONS
Prices MUST be quoted based on the SCOPE provided
If any replacements of the issued equipment were done due to EOS, they must be supported by OEM recommendations
Select the currency from the CURRENCY drop-down list in COLUMN "H"
NB: Capture the applicable Currency, ROE and ROE Published Date on the "Currency sheet".
The adjustments for prevailing rates and the basis for future price adjustments will be determined at time of contracting.
Exchange rate variations may not be claimed for the local mark-up in the pricing structure
Provide pricing assumptions used to determine the quoted prices. Also provide the proposed PRICING ADJUSTMENT formulas in Table 1
Provide the relevant Unit Rates based on the SLIDING SCALE IN Columns AK to AT.
All Prices must be exclusive of VAT
8 X 5 NBD OEM Support to be qouted for all offered equipment
Unit prices
Category | No. | Part Number | Description | Total Estimated Quantity | Unit charge | CURRENCY |  |  | Unit Price in Nominated Currency | Unit Price in ZAR | Total [Nominated Currency] | Total in ZAR
Cyber Security |  |  | ISA-3000 Firewall 2 ports
| 1 | ISA-3000-2C2F-FTD) | Cisco Secure Firewall ISA3000 2 copper 2 fiber ports FTD Firepower Unified Image (ISA-3000-2C2F-FTD) | 400 | Each | Local | ZAR | 1 |  | 0 | 0 | 0
| 2 | CON-SNT-ISA3002D | SNTC-8X5XNBD ISA 3000 2 copper 2 fiber ports FTD Fire (CON-SNT-ISA3002D) | 400 | Each | Local | ZAR | 1 |  | 0 | 0 | 0
| 3 | L-ISA3000-TMC-3Y | Cisco ISA3000 Threat Defense Threat, Malware and URL 3Y Subs (L-ISA3000-TMC-3Y) | 400 | Each | Local | ZAR | 1 |  | 0 | 0 | 0
| 4 | STK-RACKMNT-2955= | 19" DINRAIL kit to replace STK-RACKMNT-2955= | 400 | Each | Local | ZAR | 1 |  | 0 | 0 | 0
ISA-3000 Firewall 4 ports
| 5 | ISA-3000-4C-FTD) | Cisco Secure Firewall ISA 3000 4 copper ports FTD Unified image (ISA-3000-4C-FTD) | 600 | Each | Local | ZAR | 1 |  | 0 | 0 | 0
| 6 | CON-SNT-ISA3004D | SNTC-8X5XNBD ISA 3000 4 copper ports FTD Unified imag (CON-SNT-ISA3004D) | 600 | Each | Local | ZAR | 1 |  | 0 | 0 | 0
| 7 | (L-ISA3000-TMC-3Y | Cisco ISA3000 Threat Defense Threat, Malware and URL 3Y Subs (L-ISA3000-TMC-3Y) | 600 | Each | Local | ZAR | 1 |  | 0 | 0 | 0
| 8 | STK-RACKDINRAIL= | 19" DINRAIL kit to replace STK-RACKMNT-2955= (STK-RACKDINRAIL=) | 600 | Each | Local | ZAR | 1 |  | 0 | 0 | 0
FPR3105 Firewall
| 9 | FPR3105-NGFWK9 | Cisco Secure Firewall 3105 NGFW Appliance, 1U (FPR3105-NGFWK9) | 20 | Each | Local | ZAR | 1 |  | 0 | 0 | 0
| 10 | CON-SNTFPR3105N | SNTC-8X5XNBD Cisco Secure Firewall (CON-SNTFPR3105N) | 20 | Each | Local | ZAR | 1 |  | 0 | 0 | 0
| 11 | L-FPR3105TTMC-3Y | Cisco Secure Firewall 3105 TD, AMP & URL Filtering 3Y Subs (L-FPR3105TTMC-3Y) | 20 | Each | Local | ZAR | 1 |  | 0 | 0 | 0
| 12 | FPR3K-PWR-AC400 | Cisco Secure Firewall 3K Series 400W AC Power Supply (FPR3K-PWR-AC400) | 20 | Each | Local | ZAR | 1 |  | 0 | 0 | 0
CSF1230 Firewall
| 13 | CSF1230-TD-K9 | Secure Firewall 1240 security appliance with Threat Defense software | 1 | Each | Local | ZAR | 1 |  | 0 | 0 | 0
| 14 | CON-SSSNT-CSF1240T | SOLN SUPP 8X5XNBD Secure Firewall 1240 Appliance, Threat D | 1 | Each | Local | ZAR | 1 |  | 0 | 0 | 0
| 15 | L-CSF1240-TMC-3Y | CSF 1240 Threat Defense IPS, Malware & URL 3Y Subs | 1 | Each | Local | ZAR | 1 |  | 0 | 0 | 0
CSF1250 Firewall
| 16 | CSF1250-TD-K9 | Secure Firewall 1250 security appliance with Threat Defense software | 1 | Each | Local | ZAR | 1 |  | 0 | 0 | 0
| 17 | CON-SSSNT-CSF1250T | SOLN SUPP 8X5XNBD Secure Firewall 1250 Appliance, Threat D | 1 | Each | Local | ZAR | 1 |  | 0 | 0 | 0
| 18 | L-CSF1250-TMC-3Y | CSF 1250 Threat Defense IPS, Malware & URL 3Y Subs | 1 | Each | Local | ZAR | 1 |  | 0 | 0 | 0
Cisco Identity Services Engine
| 19 | SNS-3815-K9 | Small Secure Network Server for ISE Applications | 2 | Each | Local | ZAR | 1 |  | 0 | 0 | 0
| 20 | CON-SSSNT-SNS3A8K9 | SOLN SUPP 8X5XNBD Small Secure Network Server for ISE Appl | 2 | Each | Local | ZAR | 1 |  | 0 | 0 | 0
| 21 | SNS-NVMEG4-M960-D | 960GB 2.5in U.3 15mm P7450 Hg Perf Med End NVMe | 2 | Each | Local | ZAR | 1 |  | 0 | 0 | 0
| 22 | SNS-PSU1-1200W-D | 1200w AC Titanium Power Supply for C-series Rack Servers | 2 | Each | Local | ZAR | 1 |  | 0 | 0 | 0
| 23 | SNS-PSU1-1200W-D2 | 1200w AC Titanium Power Supply for C-series Rack Servers | 2 | Each | Local | ZAR | 1 |  | 0 | 0 | 0
| 24 | SW-38X5-ISE-K9 | Cisco ISE Software Load on SNS-38x5-K9 appliance | 2 | Each | Local | ZAR | 1 |  | 0 | 0 | 0
| 25 | SNS-CPU-A9115 | AMD 9115 2.6GHz 125W 16C/64MB Cache DDR5 6000MT/s | 2 | Each | Local | ZAR | 1 |  | 0 | 0 | 0
| 26 | SNS-MRX32G1RE5 | 32GB DDR5-6400 RDIMM 1Rx4 (16Gb) | 4 | Each | Local | ZAR | 1 |  | 0 | 0 | 0
| 27 | SNS-O-ID10GC-D | Intel X710T2LOCPV3G1L 2x10GbE RJ45 OCP3.0 NIC | 2 | Each | Local | ZAR | 1 |  | 0 | 0 | 0
| 28 | SNS-OCP3-KIT-D | C2XX OCP 3.0 Interposer W/Mech Assy | 2 | Each | Local | ZAR | 1 |  | 0 | 0 | 0
| 29 | SNS-RIS1A-225M8 | C225 M8 1U Riser 1A PCIe Gen4 x16 HH | 2 | Each | Local | ZAR | 1 |  | 0 | 0 | 0
| 30 | SNS-TPM2-002D-D | TPM 2.0 FIPS 140-2 MSW2022 compliant AMD M8 servers | 2 | Each | Local | ZAR | 1 |  | 0 | 0 | 0
| 31 | SNS-BBLKD-M8 | UCS C-Series M6 & M8 SFF drive blanking panel | 18 | Each | Local | ZAR | 1 |  | 0 | 0 | 0
| 32 | SNS-CBLFNVME-225M8 | C225M8 NVME Cable, Mainboard to backplane | 2 | Each | Local | ZAR | 1 |  | 0 | 0 | 0
| 33 | CAB-C13-C14-2M | Power Cord Jumper, C13-C14 Connectors, 2 Meter Length | 4 | Each | Local | ZAR | 1 |  | 0 | 0 | 0
| 34 | SNS-PCIEIQ10GF-D | Intel X710 quad-port 10G SFP+ NIC | 2 | Each | Local | ZAR | 1 |  | 0 | 0 | 0
| 35 | CON-L1NBD-SNS3A8K9 | CX LEVEL 1 8X5XNBD Small Secure Network Server for ISE Appl | 2 | Each | Local | ZAR | 1 |  | 0 | 0 | 0
[10 empty] | Sub Total |  | 0
Routers |  |  | IR8340 Router
| 36 | IR8340-K9 | Cisco Catalyst IR8340 Rugged Router (IR8340-K9) | 300 | Each | Local | ZAR | 1 |  | 0 | 0 | 0
| 37 | CON-SNT-IR8340AK | SNTC-8X5XNBD Cisco Catalyst IR8340 Rugged Router (CON-SNT-IR8340AK) | 300 | Each | Local | ZAR | 1 |  | 0 | 0 | 0
| 38 | IRDNA-P-T0-5M-A | Cisco DNA Advantage On-Prem Lic3Y - upto 5M (Aggr, 10M) (IRDNA-P-T0-5M-A) | 300 | Each | Local | ZAR | 1 |  | 0 | 0 | 0
| 39 | PWR-RGD-LOW-DC | Low DC (24/48VDC) Power Supply (PWR-RGD-LOW-DC) | 600 | Each | Local | ZAR | 1 |  | 0 | 0 | 0
| 40 | IRM-NIM-2T1E1 | IR Series 2 port T1/E1 Network Interface Module (IRM-NIM-2T1E1) | 150 | Each | Local | ZAR | 1 |  | 0 | 0 | 0
| 41 | IRM-NIM-RS232 | IR Series RS232 8 Port Serial Network Interface Module (IRM-NIM-RS232) | 100 | Each | Local | ZAR | 1 |  | 0 | 0 | 0
| 42 | SL-8300-NA-D-T0 | Network Advantage License for Cisco IR8300 - Tier 0 (SL-8300-NA-D-T0) | 300 | Each | Local | ZAR | 1 |  | 0 | 0 | 0
| 43 | SL-8300-NA-P-T1 | Network Advantage License for Cisco IR8300 - Tier 1 (SL-8300-NA-P-T1) | 50 | Each | Local | ZAR | 1 |  | 0 | 0 | 0
| 44 | (SL-8300-NA-B-T2 | Network Advantage License for Cisco IR8300 - Tier 2 (SL-8300-NA-B-T2) | 50 | Each | Local | ZAR | 1 |  | 0 | 0 | 0
| 45 | IRDNA-P-T0-5M-A | Cisco DNA Advantage On-Prem Lic 3Y - upto 5M (Aggr, 10M) (IRDNA-P-T0-5M-A) | 300 | Each | Local | ZAR | 1 |  | 0 | 0 | 0
| 46 | IRDNA-P-T1-A | IoT DNA Advantage On Premise Lic - upto 200M (Aggr, 400M) (IRDNA-P-T1-A) | 300 | Each | Local | ZAR | 1 |  | 0 | 0 | 0
| 47 | IRDNA-P-T2-A | IoT DNA Advantage On Premise Lic - upto 1G (Aggr, 2G) (IRDNA-P-T2-A) | 300 | Each | Local | ZAR | 1 |  | 0 | 0 | 0
| 48 | PWR-RGD-AC-DC-250 | Higher PoE, 250W PSU for IE4010/5000, 100-240VAC/100250VDC (PWR-RGD-AC-DC-250) | 100 | Each | Local | ZAR | 1 |  | 0 | 0 | 0
| 49 | PWR-RGD-AC-DC | Hgh AC/DC (88-300VDC/85264VAC) Pwr Sup for CGR2010/CGS2520 (PWR-RGD-AC-DC) | 100 | Each | Local | ZAR | 1 |  | 0 | 0 | 0
| 50 | CON-SNBD-IR8340AK | SHIP NEXT BUS DAYCisco Catalyst IR8340 Rugged Router | 1 | Each | Local | ZAR | 1 |  | 0 | 0 | 0
| 51 | P-5GS6-R16SA-GL= | 5G Sub-6 Standalone (SA) pluggable interface module (PIM) | 1 | Each | Local | ZAR | 1 |  | 0 | 0 | 0
| 52 | PWR-RGD-LOW-DC= | Low DC (24/48VDC) Power Supply for IR8300/CGR2010/CGS2520 | 1 | Each | Local | ZAR | 1 |  | 0 | 0 | 0
| 53 | PWR-RGD-AC-DC= | High AC/DC(88-300VDC/85-264VAC) for IR8300/CGR2010/CGS2520 | 1 | Each | Local | ZAR | 1 |  | 0 | 0 | 0
| 54 | PWR-RGD-AC-DC-250= | Higher PoE, 250W PSU for IE4010/5000, 100-240VAC/100-250VDC | 1 | Each | Local | ZAR | 1 |  | 0 | 0 | 0
| 55 | IRM-NIM-2T1E1= | IR Series 2 port T1/E1 Network Interface Module | 1 | Each | Local | ZAR | 1 |  | 0 | 0 | 0
IR1835-K9
| 56 | IR1835-K9 | Cisco Catalyst IR1835 Rugged Series Router | 1 | Each | Local | ZAR | 1 |  | 0 | 0 | 0
| 57 | CON-SNBD-IR1835RK | SHIP NEXT BUS DAY Cisco Catalyst IR1835 Rugged Series Rout | 1 | Each | Local | ZAR | 1 |  | 0 | 0 | 0
| 58 | IR1800-DINRAIL | DIN RAIL kit for IR1800 | 1 | Each | Local | ZAR | 1 |  | 0 | 0 | 0
| 59 | SL-1800-NA/DEF-K9 | Network Advantage License for Cisco IR1800 (50 Mbps Aggr) | 1 | Each | Local | ZAR | 1 |  | 0 | 0 | 0
ASR903 Router
| 60 | ASR-903U | ASR 903 Series Router Chassis (ASR-903U) | 3 | Each | Local | ZAR | 1 |  | 0 | 0 | 0
| 61 | CON-SNT-ASR903 | SNTC-8X5XNBD ASR 903 Series Router Chassis (CON-SNT-ASR903) | 3 | Each | Local | ZAR | 1 |  | 0 | 0 | 0
| 62 | A900-RSP3C-400-S | ASR 900 Route Switch Processor 3, 400G, XL Scale, non-wide (A900-RSP3C-400-S ) | 6 | Each | Local | ZAR | 1 |  | 0 | 0 | 0
| 63 | SLASR903U-A | ASR 903 Metro Aggregation Services (SLASR903U-A) | 3 | Each | Local | ZAR | 1 |  | 0 | 0 | 0
| 64 | A903-RCKMNT-19IN | ASR 903 ETSI Rack Mount Kit (A903-RCKMNT-19IN) | 3 | Each | Local | ZAR | 1 |  | 0 | 0 | 0
| 65 | A903-CABLE-GUIDE | ASR 903 Cable Guide (A903-CABLE-GUIDE) | 3 | Each | Local | ZAR | 1 |  | 0 | 0 | 0
| 66 | A900-CONS-KIT-S | ASR 900 Serial Console Cabling Kit (A900-CONS-KIT-S) | 3 | Each | Local | ZAR | 1 |  | 0 | 0 | 0
| 67 | A900-IMA8S | ASR 900 8 port SFP Gigabit Ethernet Interface Module (A900-IMA8S) | 6 | Each | Local | ZAR | 1 |  | 0 | 0 | 0
| 68 | A900-IMA8Z | ASR 900 8 port 10GE SFP+ Interface Module (A900-IMA8Z) | 6 | Each | Local | ZAR | 1 |  | 0 | 0 | 0
| 69 | A900-IMA2Z | ASR 900 2 port 10GE SFP+/XFP Interface Module, Spare (A900-IMA2Z) | 6 | Each | Local | ZAR | 1 |  | 0 | 0 | 0
| 70 | SFP-10G-SR | 10GBASE-SR SFP Module (SFP-10G-SR) | 6 | Each | Local | ZAR | 1 |  | 0 | 0 | 0
| 71 | GLC-SX-MM-RGD | 1000Mbps Multi-Mode Rugged SFP (GLC-SX-MM-RGD) | 24 | Each | Local | ZAR | 1 |  | 0 | 0 | 0
| 72 | A903-FAN-F | ASR 903 FAN Tray With Filter Slot (A903-FAN-F) | 3 | Each | Local | ZAR | 1 |  | 0 | 0 | 0
| 73 | A903-FAN-F | ASR 903 FAN Tray Filter (A903-FAN-F) | 3 | Each | Local | ZAR | 1 |  | 0 | 0 | 0
| 74 | A900-PWR900-D2 | ASR 900 900W DC Dual Feed Power Supply (A900-PWR900-D2) | 6 | Each | Local | ZAR | 1 |  | 0 | 0 | 0
| 75 | EPNM-F-SM-SRTM | EPNM Smart Small Device Advantage (Ess & Adv) RTM (EPNM-F-SM-SRTM) | 3 | Each | Local | ZAR | 1 |  | 0 | 0 | 0
| 76 | SD-SSNK-EPNMFMMR | SP SSPT E NO UPG NET EPNM Smart Small Full (SD-SSNK-EPNMFMMR) | 3 | Each | Local | ZAR | 1 |  | 0 | 0 | 0
| 77 | EPNM-F-SM1-SRTMSIA | Cisco Evolved Programmable Network Manager Smart - SIA (EPNM-F-SM1-SRTMSIA) | 3 | Each | Local | ZAR | 1 |  | 0 | 0 | 0
| 78 | A900-IMA48D-C | ASR 900 48 port T1/E1 Interface Module, Requires patch panel (A900-IMA48D-C) | 5 | Each | Local | ZAR | 1 |  | 0 | 0 | 0
| 79 | PANEL-48-1-RJ48 | 48 x 120-ohm E1/110-ohm DS1 termination, thru RJ48C conn. (PANEL-48-1-RJ48) | 5 | Each | Local | ZAR | 1 |  | 0 | 0 | 0
| 80 | CABLE-16TDM-C-L3 | 16 port cable for TDM CEM IM, no red, 2.2 m (CABLE-16TDM-C-L3) | 15 | Each | Local | ZAR | 1 |  | 0 | 0 | 0
| 81 | CABLE-16TDM-C-L1 | 16 port cable for TDM CEM IM, no red, 1.4m (CABLE-16TDM-C-L1) | 5 | Each | Local | ZAR | 1 |  | 0 | 0 | 0
| 82 | CABLE-16TDM-C-L2 | 16 port cable for TDM CEM IM, no red, 1.6 m (CABLE-16TDM-C-L2) | 5 | Each | Local | ZAR | 1 |  | 0 | 0 | 0
| 83 | CABLE-16TDM-C-L3 | 16 port cable for TDM CEM IM, no red, 2.2 m (CABLE-16TDM-C-L3) | 5 | Each | Local | ZAR | 1 |  | 0 | 0 | 0
| 84 | CABLE-16TDM-C-L4 | 16 port cable for TDM CEM IM, no red, 2.4 m (CABLE-16TDM-C-L4) | 5 | Each | Local | ZAR | 1 |  | 0 | 0 | 0
| 85 | NIM-8MFT-T1/E1= | 8 port Multiflex Trunk Voice/Clear-channel Data T1/E1 Module (NIM-8MFT-T1/E1=) | 50 | Each | Local | ZAR | 1 |  | 0 | 0 | 0
| 86 | NIM-8CE1T1-PRI= | 8 port Multiflex Trunk Voice/Channelized Data T1/E1 Module (NIM-8CE1T1-PRI=) | 20 | Each | Local | ZAR | 1 |  | 0 | 0 | 0
| 87 | ASR-903 | ASR 903 Series Router Chassis | 1 | Each | Local | ZAR | 1 |  | 0 | 0 | 0
| 88 | SP-AR3-ASR903 | SP AR HW 24X7X4 ASR 903 Series Router Chassis | 1 | Each | Local | ZAR | 1 |  | 0 | 0 | 0
| 89 | SLASR903-A | ASR 903 Metro Aggregation Services | 1 | Each | Local | ZAR | 1 |  | 0 | 0 | 0
| 90 | SP-AR3-SLASR93A | SP AR HW 24X7X4 ASR 903 Metro Aggregation Services | 1 | Each | Local | ZAR | 1 |  | 0 | 0 | 0
| 91 | SP-AR3-A900P30S | SP AR HW 24X7X4 ASR 900 Route Switch Processor 3, 400G, | 1 | Each | Local | ZAR | 1 |  | 0 | 0 | 0
| 92 | SP-AR3-IMA8S | SP AR HW 24X7X4 ASR 900 8 port SFP Gigabit Ethernet | 1 | Each | Local | ZAR | 1 |  | 0 | 0 | 0
| 93 | SP-AR3-A900IM8Z | SP AR HW 24X7X4 ASR 900 8 port 10GE SFP+ Interface Modul | 1 | Each | Local | ZAR | 1 |  | 0 | 0 | 0
| 94 | SP-AR3-A900MA2Z | SP AR HW 24X7X4 ASR 900 2 port 10GE | 1 | Each | Local | ZAR | 1 |  | 0 | 0 | 0
| 95 | A903-FAN-E | ASR 903 FAN Tray With Filter Slot | 1 | Each | Local | ZAR | 1 |  | 0 | 0 | 0
| 96 | A900-IMA48D-C= | ASR 900 48 port T1/E1 Interface Module, Requires patch panel | 1 | Each | Local | ZAR | 1 |  | 0 | 0 | 0
| 97 | SP-AR2-A900IMAA | SP AR HW 8X5X4 ASR 900 48 port T1/E | 1 | Each | Local | ZAR | 1 |  | 0 | 0 | 0
| 98 | PANEL-48-1-RJ48= | 48 x 120 ohm E1/110 ohm DS1 termination, thru RJ 48C conn. | 1 | Each | Local | ZAR | 1 |  | 0 | 0 | 0
| 99 | CABLE-16TDM-C-L3= | 16 port cable for TDM CEM IM, no red, 85" / 7.1ft / 2.2 m | 1 | Each | Local | ZAR | 1 |  | 0 | 0 | 0
| 100 | CABLE-16TDM-C-L1= | 16 port cable for TDM CEM IM, no red, 56" / 4.7 ft / 1.4 m | 1 | Each | Local | ZAR | 1 |  | 0 | 0 | 0
| 101 | CABLE-16TDM-C-L2= | 16 port cable for TDM CEM IM, no red, 63" / 5.3 ft / 1.6 m | 1 | Each | Local | ZAR | 1 |  | 0 | 0 | 0
[10 empty] | Sub Total |  | 0
SFPs |  |  | SFPs
| 102 | GLC-LH-SMD= | 1000BASE-LX/LH SFP transceiver module, MMF/SMF, 1310nm, DOM | 1000 | Each | Local | ZAR | 1 |  | 0 | 0 | 0
| 103 | GLC-FE-100LX-RGD= | 100Mbps Single Mode Rugged SFP | 1000 | Each | Local | ZAR | 1 |  | 0 | 0 | 0
| 104 | GLC-FE-100LX= | 100BASE-LX SFP for FE port | 500 | Each | Local | ZAR | 1 |  | 0 | 0 | 0
| 105 | GLC-FE-100FX= | 100BASE-FX SFP for FE port | 200 | Each | Local | ZAR | 1 |  | 0 | 0 | 0
| 106 | GLC-FE-100EX= | 100BASE-EX SFP (40km) | 2000 | Each | Local | ZAR | 1 |  | 0 | 0 | 0
| 107 | CWDM-SFP-1550= | CWDM 1550 NM SFP Gigabit Ethernet and 1G/2G FC | 500 | Each | Local | ZAR | 1 |  | 0 | 0 | 0
| 108 | GLC-TE= | 1000BASE-T SFP transceiver module for Category 5 copper wire | 3000 | Each | Local | ZAR | 1 |  | 0 | 0 | 0
| 109 | GLC-EX-SMD= | 1000BASE-EX SFP transceiver module, SMF, 1310nm, DOM | 1000 | Each | Local | ZAR | 1 |  | 0 | 0 | 0
| 110 | GLC-ZX-SMD= | 1000BASE-ZX SFP transceiver module, SMF, 1550nm, DOM | 500 | Each | Local | ZAR | 1 |  | 0 | 0 | 0
| 111 | GLC-T-RGD= | 1000Base-T SFP, Industrial Temp | 3000 | Each | Local | ZAR | 1 |  | 0 | 0 | 0
| 112 | SFP-10G-LR= | 10GBASE-LR SFP Module | 500 | Each | Local | ZAR | 1 |  | 0 | 0 | 0
| 113 | SFP-10G-ER= | 10GBASE-ER SFP Module | 500 | Each | Local | ZAR | 1 |  | 0 | 0 | 0
| 114 | SFP-10G-SR= | 10GBASE-SR SFP Module | 500 | Each | Local | ZAR | 1 |  | 0 | 0 | 0
| 115 | GLC-SX-MM-RGD= | 1000Mbps Multi-Mode Rugged SFP | 500 | Each | Local | ZAR | 1 |  | 0 | 0 | 0
[10 empty] | Sub Total |  | 0
Management System |  |  | Cisco Evolved Programmable Network Manager (EPNM)
| 116 | R-CISCO-S-EPNMC-K9 | EPN Manager Smart licence (R-CISCO-S-EPNMC-K9 SA) | 1 | Each | Local | ZAR | 1 |  | 0 | 0 | 0
| 117 | SD-SSPT-RSCISCOS | Cisco Solution Support (SD-SSPT-RSCISCOS) | 1 | Each | Local | ZAR | 1 |  | 0 | 0 | 0
| 118 | EPNM-8-S-K9 SA1 | Cisco EPNM 8.x Smart Base App +NBI+ UCS&VM Essential Lic (EPNM-8-S-K9 SA1) | 1 | Each | Local | ZAR | 1 |  | 0 | 0 | 0
| 119 | SD-SSPT-EPNM778S | Cisco Solution Support (SD-SSPT-EPNM778S) | 1 | Each | Local | ZAR | 1 |  | 0 | 0 | 0
| 120 | L-EPNM-S-SBY SA | Cisco EPNM Smart - RedundancyLicense (LocalHA or GeoDR) (L-EPNM-S-SBY SA) | 1 | Each | Local | ZAR | 1 |  | 0 | 0 | 0
| 121 | SD-SSPT-L-EPNM-S | Cisco Solution Support (SD-SSPT-L-EPNM-S) | 1 | Each | Local | ZAR | 1 |  | 0 | 0 | 0
| 122 | (EPNM-E-SM-SRTM SA | EPNM Smart Small Device Essentials RTM (EPNM-E-SM-SRTM SA) | 850 | Each | Local | ZAR | 1 |  | 0 | 0 | 0
| 123 | SD-SSPT-SRTMEPNM | Cisco Solution Support (SD-SSPT-SRTMEPNM) | 850 | Each | Local | ZAR | 1 |  | 0 | 0 | 0
| 124 | EPNM-F-SM-SRTM SA | EPNM Smart Small Device Advantage(Ess & Adv) RTM (EPNM-F-SM-SRTM SA) | 74 | Each | Local | ZAR | 1 |  | 0 | 0 | 0
| 125 | SD-SSPT-EPNMFMMR74 | Cisco Solution Support (SD-SSPT-EPNMFMMR74) | 74 | Each | Local | ZAR | 1 |  | 0 | 0 | 0
| 126 | EPNM-S-K9-3YSIA | EPNM Smart Base Application 36-59 months renewal SIA (EPNM-S-K9-3YSIA) | 1 | Each | Local | ZAR | 1 |  | 0 | 0 | 0
| 127 | L-EPNM-S-SBY-SIA | EPNM Smart High Availability Licence (L-EPNM-S-SBY-SIA) | 1 | Each | Local | ZAR | 1 |  | 0 | 0 | 0
| 128 | EPNM-E-SM1-SRTMSIA | EPNM Smart Small Device Essentials (EPNM-E-SM1-SRTMSIA) | 850 | Each | Local | ZAR | 1 |  | 0 | 0 | 0
| 129 | EPNM-F-SM1-SRTMSIA | EPNM Smart Small Device Essentials (EPNM-F-SM1-SRTMSIA) | 74 | Each | Local | ZAR | 1 |  | 0 | 0 | 0
| 130 | SD-SVS-EPNM-S | Cisco Evolved Programmable Network Manager Smart - SIA (SD-SVS-EPNM-S) | 1 | Each | Local | ZAR | 1 |  | 0 | 0 | 0
| 131 | EPNM-8-S-K9 | EPNM-8-S-K9 | 1 | Each | Local | ZAR | 1 |  | 0 | 0 | 0
| 132 | SD-SWK-EPNMSK8S | SD-SWK-EPNMSK8S | 1 | Each | Local | ZAR | 1 |  | 0 | 0 | 0
| 133 | L-EPNM-S-SBY | L-EPNM-S-SBY | 1 | Each | Local | ZAR | 1 |  | 0 | 0 | 0
| 134 | EPNM-E-SM-SRTM | EPNM-E-SM-SRTM | 1 | Each | Local | ZAR | 1 |  | 0 | 0 | 0
| 135 | EPNM-E-LG-SRTM | EPNM-E-LG-SRTM | 1 | Each | Local | ZAR | 1 |  | 0 | 0 | 0
| 136 | SD-SSPT-EPNMMDSR | SD-SSPT-EPNMMDSR | 1 | Each | Local | ZAR | 1 |  | 0 | 0 | 0
| 137 | EPNM-F-LG-SRTM | EPNM-F-LG-SRTM | 1 | Each | Local | ZAR | 1 |  | 0 | 0 | 0
| 138 | SD-SSPT-EPNMFRPM | SD-SSPT-EPNMFRPM | 1 | Each | Local | ZAR | 1 |  | 0 | 0 | 0
| 139 | EPNM-E-LG1-SRTMSIA | EPNM-E-LG1-SRTMSIA | 1 | Each | Local | ZAR | 1 |  | 0 | 0 | 0
| 140 | EPNM-F-LG1-SRTMSIA | EPNM-F-LG1-SRTMSIA | 1 | Each | Local | ZAR | 1 |  | 0 | 0 | 0
| 141 | SD-SSPT-EPNMFMMR | SP SSPT WITH NO UPG EPNM Smart Small Ful | 1 | Each | Local | ZAR | 1 |  | 0 | 0 | 0
Cisco Catalyst Center
| 142 | DN3-HW-APL | Cisco Catalyst Center Appliance (Gen 3) - 32 Core | 6 | Each | Local | ZAR | 1 |  | 0 | 0 | 0
| 143 | CON-L1SNB-DN3HBAPL | ENH 8X5XSNBDCX LEVEL 1 8X5XNBD Cisco DNA Center Appl | 6 | Each | Local | ZAR | 1 |  | 0 | 0 | 0
| 144 | DNA-SW-2.3.7 | Cisco Catalyst Center SW 2.3.7 | 6 | Each | Local | ZAR | 1 |  | 0 | 0 | 0
| 145 | DN3-HW-APL-LIC | Cisco Catalyst Center Appliance License- 32 Core | 6 | Each | Local | ZAR | 1 |  | 0 | 0 | 0
| 146 | CAB-C19-CBN | Cabinet Jumper Power Cord, 250 VAC 16A, C20-C19 Connectors | 12 | Each | Local | ZAR | 1 |  | 0 | 0 | 0
| 147 | DN3-CPU-I6326 | Intel 6326 2.9GHz/185W 16C/24MB DDR4 3200MHz | 12 | Each | Local | ZAR | 1 |  | 0 | 0 | 0
| 148 | DN3-MR-X32G2RW | 32GB RDIMM DRx4 3200 (8Gb) | 48 | Each | Local | ZAR | 1 |  | 0 | 0 | 0
| 149 | DN3-SD19TKA1X-EV | 1.9TB 2.5 inch Enterprise Value 12G SAS SSD | 12 | Each | Local | ZAR | 1 |  | 0 | 0 | 0
| 150 | DN3-RAID-220M6 | Cisco 12G SAS RAID Controller w/4GB FBWC (16 Drv) w/1U Brkt | 6 | Each | Local | ZAR | 1 |  | 0 | 0 | 0
| 151 | DN3-PSU1-2300W | Cisco UCS 2300W AC Power Supply for Rack Servers Titanium | 12 | Each | Local | ZAR | 1 |  | 0 | 0 | 0
| 152 | DN3-GPURKIT-C220 | GPU Riser Bracket assy kit C220 / C225 1U | 6 | Each | Local | ZAR | 1 |  | 0 | 0 | 0
| 153 | DN3-TPM-002C | TPM 2.0, TCG, FIPS140-2, CC EAL4+ Certified, for M6 servers | 6 | Each | Local | ZAR | 1 |  | 0 | 0 | 0
| 154 | DN3-SDB960SA1V | 960GB 2.5in 6G SATA Enter Value 1X Samsung G1PM893A SSD | 12 | Each | Local | ZAR | 1 |  | 0 | 0 | 0
| 155 | DN3-SDB1T9SA1V | 1.9TB 2.5in 6G SATA Enter Value 1X Samsung G1PM893A SSD | 36 | Each | Local | ZAR | 1 |  | 0 | 0 | 0
| 156 | DN3-P-I8Q25GF | Cisco-Intel E810XXVDA4L 4x25/10 GbE SFP28 PCIe NIC | 6 | Each | Local | ZAR | 1 |  | 0 | 0 | 0
| 157 | DN3-P-I8D25GF | Cisco-Intel E810XXVDA2 2x25/10 GbE SFP28 PCIe NIC | 6 | Each | Local | ZAR | 1 |  | 0 | 0 | 0
| 158 | DN3-HW-APL-L | DN3-HW-APL-L | 1 | Each | Local | ZAR | 1 |  | 0 | 0 | 0
| 159 | CON-L1NCD-DN3HWAPL | CON-L1NCD-DN3HWAPL | 1 | Each | Local | ZAR | 1 |  | 0 | 0 | 0
| 160 | DN3-HW-APL-XL | DN3-HW-APL-XL | 1 | Each | Local | ZAR | 1 |  | 0 | 0 | 0
| 161 | CON-L1NCD-DN3HWLXL | CON-L1NCD-DN3HWLXL | 1 | Each | Local | ZAR | 1 |  | 0 | 0 | 0
| 162 | CON-L1NBD-DN3HBAPL | CON-L1NBD-DN3HBAPL | 1 | Each | Local | ZAR | 1 |  | 0 | 0 | 0
Firepower Management Center (FMC)
| 163 | FMC2700-K9 | Cisco Secure Firewall Management Center 2700 Chassis | 2 | Each | Local | ZAR | 1 |  | 0 | 0 | 0
| 164 | CON-SNT-FMC2700K | CON-SNT-FMC2700K | 2 | Each | Local | ZAR | 1 |  | 0 | 0 | 0
| 165 | FMC-M6-PS-AC-1050W | AC Power Supply | 2 | Each | Local | ZAR | 1 |  | 0 | 0 | 0
| 166 | CAB-C13-C14-2M | Power Cord | 4 | Each | Local | ZAR | 1 |  | 0 | 0 | 0
| 167 | SF-FMC-7.4.0-K9 | Cisco Secure Firewall Management Center Software v7.4.0 | 2 | Each | Local | ZAR | 1 |  | 0 | 0 | 0
| 168 | FMC-M6-NIC-SFP | Cisco FMC X710-DA2 dual-port 10G SFP+ NIC | 2 | Each | Local | ZAR | 1 |  | 0 | 0 | 0
| 169 | SFP-10G-SR | 10GBASE-SR SFP Module | 4 | Each | Local | ZAR | 1 |  | 0 | 0 | 0
| 170 | FMC-M6-HDD-240GB | Cisco FMC 240GB SATA M.2 | 4 | Each | Local | ZAR | 1 |  | 0 | 0 | 0
| 171 | FMC-M6-HWRAID | Cisco FMC M6 Boot optimized M.2 Raid controller | 4 | Each | Local | ZAR | 1 |  | 0 | 0 | 0
| 172 | FMC-M6-TPM-2.0 | Cisco FMC Trusted Platform Module 2.0 | 8 | Each | Local | ZAR | 1 |  | 0 | 0 | 0
| 173 | FMC-M6-MEM-X-16GB | Cisco FMC 16GB 16GB RDIMM SRx4 3200 (8Gb) | 2 | Each | Local | ZAR | 1 |  | 0 | 0 | 0
| 174 | FMC-M6-MRAID-12G | Cisco FMC 12G Modular RAID controller with 2GB cache | 2 | Each | Local | ZAR | 1 |  | 0 | 0 | 0
| 175 | FMC-M6-O-ID10GC | Cisco FMC Intel X710T2LOCPV3G1L 2x10GbE RJ45 OCP3.0 NIC | 2 | Each | Local | ZAR | 1 |  | 0 | 0 | 0
| 176 | FMC-M6-OCP3-KIT | Cisco FMC C2XX OCP 3.0 Interposer W/Mech Assy | 2 | Each | Local | ZAR | 1 |  | 0 | 0 | 0
| 177 | FMC-M6-CPU-A7282 | Cisco FMC AMD 2.8GHz 7282 120W 16C/64MB Cache DDR4 3200MHz | 2 | Each | Local | ZAR | 1 |  | 0 | 0 | 0
| 178 | FMC-M6-HDD-600G | Cisco FMC M6 - 600GB 12G SAS 10K RPM SFF HDD | 8 | Each | Local | ZAR | 1 |  | 0 | 0 | 0
| 179 | CON-L1NBD-FMC2700K | CON-L1NBD-FMC2700K | 1 | Each | Local | ZAR | 1 |  | 0 | 0 | 0
| 180 | FMC4700-K9 | Cisco Secure Firewall Management Center 4700 Chassis | 1 | Each | Local | ZAR | 1 |  | 0 | 0 | 0
| 181 | CON-L1NBD-FMC4700K | CX LEVEL 1 8X5XNBD Cisco Secure Firewal | 1 | Each | Local | ZAR | 1 |  | 0 | 0 | 0
| 182 | FMC1700-K9 | Cisco Secure Firewall Management Center 1700 Chassis | 1 | Each | Local | ZAR | 1 |  | 0 | 0 | 0
| 183 | CON-L1NBD-FMC1700K | CX LEVEL 1 8X5XNBD Cisco Secure Firewal | 1 | Each | Local | ZAR | 1 |  | 0 | 0 | 0
| 184 | SF-FMC-VMW-300-K9 | Cisco Firepower Management Center, (VMWare) for 300 devices | 1 | Each | Local | ZAR | 1 |  | 0 | 0 | 0
| 185 | CON-L1SW-SFFMCVMW | ENH SW Cisco Firepower Mana | 1 | Each | Local | ZAR | 1 |  | 0 | 0 | 0
| 186 | SF-FMC-VMW-2-K9 | Cisco Firepower Management Center, (VMWare) for 2 devices | 1 | Each | Local | ZAR | 1 |  | 0 | 0 | 0
| 187 | CON-L1SW-SFMMCVWK | ENH SW Cisco Firepower Mana | 1 | Each | Local | ZAR | 1 |  | 0 | 0 | 0
| 188 | SF-FMC-VMW-10-K9 | Cisco Firepower Management Center, (VMWare) for 10 devices | 1 | Each | Local | ZAR | 1 |  | 0 | 0 | 0
| 189 | CON-L1SW-SFFMCK9V | ENH SW Cisco Firepower Mana | 1 | Each | Local | ZAR | 1 |  | 0 | 0 | 0
| 190 | SF-FMC-VMW-K9 | Cisco Firepower Management Center, (VMWare) for 25 devices | 1 | Each | Local | ZAR | 1 |  | 0 | 0 | 0
| 191 | CON-L1SW-SFFMCVKF | ENH SW Cisco Firepower Mana | 1 | Each | Local | ZAR | 1 |  | 0 | 0 | 0
[10 empty] | Sub Total |  | 0
Servers |  |  | Cisco Business Edition 7000H Server
| 192 | BE7H-M7-K9 | Cisco Business Edition 7000H (M7) Appliance, Export Restr SW | 15 | Each | Local | ZAR | 1 |  | 0 | 0 | 0
| 193 | CON-SNT-BE7HM7K9 | SNTC-8X5XNBD Cisco Business Edition 7000H (M7) Applia | 15 | Each | Local | ZAR | 1 |  | 0 | 0 | 0
| 194 | CAB-C13-C14-2M | Power Cord Jumper, C13-C14 Connectors, 2 Meter Length | 30 | Each | Local | ZAR | 1 |  | 0 | 0 | 0
| 195 | SFP-10G-SR | 10GBASE-SR SFP Module | 15 | Each | Local | ZAR | 1 |  | 0 | 0 | 0
| 196 | VIRT-LIC-NONE | Virtualization SW+Lic required but NOT included | 15 | Each | Local | ZAR | 1 |  | 0 | 0 | 0
| 197 | BE7K-CPU-M7 | Intel I6526Y 2.8GHz/195W 16C/37.5MB DDR5 5200MT/s | 30 | Each | Local | ZAR | 1 |  | 0 | 0 | 0
| 198 | BECE-RAM-M7 | 16GB DDR5-5600 RDIMM 1Rx8 (16Gb) | 180 | Each | Local | ZAR | 1 |  | 0 | 0 | 0
| 199 | BE7K-RAIDCTRLR-M7 | 24G Tri-Mode MP1 RAID Controller w/4GB FBWC 32Drv w/2U Brkt | 15 | Each | Local | ZAR | 1 |  | 0 | 0 | 0
| 200 | BECE-DISK-M7 | 600GB 12G SAS 10K RPM SFF HDD | 360 | Each | Local | ZAR | 1 |  | 0 | 0 | 0
| 201 | BECE-OCPNIC-M7 | Intel X710T2LOCPV3G1L 2x10GbE RJ45 OCP3.0 NIC | 15 | Each | Local | ZAR | 1 |  | 0 | 0 | 0
| 202 | BECE-MLOMNICKIT-M7 | C2XX OCP 3.0 Interposer W/Mech Assy | 15 | Each | Local | ZAR | 1 |  | 0 | 0 | 0
| 203 | BE7K-PCIERISER-M7 | C240 M7 Riser1A; (x8;x16x, x8); StBkt; (CPU1) | 15 | Each | Local | ZAR | 1 |  | 0 | 0 | 0
| 204 | BECE-PCIENIC-M7 | Intel X710 quad-port 10G SFP+ NIC | 15 | Each | Local | ZAR | 1 |  | 0 | 0 | 0
| 205 | BECE-PCIENIC-M7 | Intel X710 quad-port 10G SFP+ NIC | 15 | Each | Local | ZAR | 1 |  | 0 | 0 | 0
| 206 | BECE-PSU-M7 | 1200w AC Titanium Power Supply for C-series Rack Servers | 30 | Each | Local | ZAR | 1 |  | 0 | 0 | 0
| 207 | BECE-TPM-M7 | TPM 2.0, TCG, FIPS140-2, CC EAL4+ Certified, for servers | 15 | Each | Local | ZAR | 1 |  | 0 | 0 | 0
| 208 | BE6K-M7-K9 | Cisco Business Edition 6000 (M7) Appliance, Export Restr SW | 1 | Each | Local | ZAR | 1 |  | 0 | 0 | 0
| 209 | CON-OSP-BE6KM7K9 | SNTC-24X7X4OS Cisco Business Edition 6000 (M7) Applian | 1 | Each | Local | ZAR | 1 |  | 0 | 0 | 0
| 210 | GLC-TE | 1000BASE-T SFP transceiver module for Category 5 copper wire | 1 | Each | Local | ZAR | 1 |  | 0 | 0 | 0
| 211 | BE7M-M7-K9 | Cisco Business Edition 7000M (M7) Appliance, Export Restr SW | 1 | Each | Local | ZAR | 1 |  | 0 | 0 | 0
| 212 | CON-OSP-BE7MM7K9 | SNTC-24X7X4OS Cisco Business Edition 7000M (M7) Applia | 1 | Each | Local | ZAR | 1 |  | 0 | 0 | 0
| 213 | CON-OSP-BE7HM7K9 | SNTC-24X7X4OS Cisco Business Edition 7000H (M7) Applia | 1 | Each | Local | ZAR | 1 |  | 0 | 0 | 0
| 214 | DC-MGT-IS-SAAS-ES | Infrastructure Services SaaS/CVA - Essentials | 1 | Each | Local | ZAR | 1 |  | 0 | 0 | 0
| 215 | UCSC-C220-M7S | UCS C220 M7 Rack w/oCPU, mem, drv, 1U wSFF HDD/SSD backplane | 1 | Each | Local | ZAR | 1 |  | 0 | 0 | 0
| 216 | CON-L14HR-UCSCUC27 | CX LEVEL 1 24X7X4 UCS C220 M7 Rack w/oCPU, mem, drv, 1U wS | 1 | Each | Local | ZAR | 1 |  | 0 | 0 | 0
| 217 | UCSC-M-V5Q50GV2-D | Cisco VIC 15427 4x 10/25/50G mLOM C-Series w/Secure Boot | 1 | Each | Local | ZAR | 1 |  | 0 | 0 | 0
| 218 | UCS-M2-960G-D | 960GB M.2 SATA Micron G2 SSD | 1 | Each | Local | ZAR | 1 |  | 0 | 0 | 0
| 219 | UCS-M2-HWRAID-D | Cisco Boot optimized M.2 Raid controller | 1 | Each | Local | ZAR | 1 |  | 0 | 0 | 0
| 220 | UCSX-TPM-002C-D | TPM 2.0, TCG, FIPS140-2, CC EAL4+ Certified, for servers | 1 | Each | Local | ZAR | 1 |  | 0 | 0 | 0
| 221 | UCS-CPU-I6530 | Intel I6530 2.1GHz/270W 32C/160MB DDR5 4800MT/s | 1 | Each | Local | ZAR | 1 |  | 0 | 0 | 0
| 222 | UCS-MRX64G2RE3 | 64GB DDR5-5600 RDIMM 2Rx4 (16Gb) | 1 | Each | Local | ZAR | 1 |  | 0 | 0 | 0
| 223 | UCSC-RIS1A-22XM7 | UCS C-Series M7 1U Riser 1A PCIe Gen4 x16 HH | 1 | Each | Local | ZAR | 1 |  | 0 | 0 | 0
| 224 | UCSC-RIS2A-22XM7 | UCS C-Series M7 1U Riser 2A PCIe Gen4 x16 HH | 1 | Each | Local | ZAR | 1 |  | 0 | 0 | 0
| 225 | UCSC-RIS3A-22XM7 | UCS C-Series M7 1U Riser 3A PCIe Gen4 x16 HH (CPU2) | 1 | Each | Local | ZAR | 1 |  | 0 | 0 | 0
| 226 | UCS-NVMEG4-M3840D | 3.8TB 2.5in U.3 15mm P7450 Hg Perf Med End NVMe | 1 | Each | Local | ZAR | 1 |  | 0 | 0 | 0
| 227 | CAB-C13-CBN | Cabinet Jumper Power Cord, 250 VAC 10A, C14-C13 Connectors | 1 | Each | Local | ZAR | 1 |  | 0 | 0 | 0
| 228 | UCS-CPU-I6526Y | Intel I6526Y 2.8GHz/195W 16C/37.5MB DDR5 5200MT/s | 1 | Each | Local | ZAR | 1 |  | 0 | 0 | 0
| 229 | UCS-MRX32G1RE3 | 32GB DDR5-5600 RDIMM 1Rx4 (16Gb) | 1 | Each | Local | ZAR | 1 |  | 0 | 0 | 0
| 230 | UCSC-C240-M7SN | UCS C240 M7 Rack w/o CPU, mem, drives, 2U 24 NVMe backplane | 1 | Each | Local | ZAR | 1 |  | 0 | 0 | 0
| 231 | CON-L14HR-UCSCC25M | CX LEVEL 1 24X7X4 UCS C240 M7 Rack w/o CPU, mem, drives, 2 | 1 | Each | Local | ZAR | 1 |  | 0 | 0 | 0
| 232 | UCSC-RIS1A-240-D | C240 M7 Riser1A; (x8;x16x, x8); StBkt; (CPU1) | 1 | Each | Local | ZAR | 1 |  | 0 | 0 | 0
| 233 | UCSC-RIS2A-240-D | C240 M7 Riser2A; (x8;x16;x8);StBkt; (CPU2) | 1 | Each | Local | ZAR | 1 |  | 0 | 0 | 0
| 234 | UCSC-RIS3A-240-D | C240 M7 Riser3A (x8;x8); StBkt; (CPU2) | 1 | Each | Local | ZAR | 1 |  | 0 | 0 | 0
| 235 | CON-L14HR-UCSCC28E | CX LEVEL 1 24X7X4 UCS C220 M8 Rack wo CPU, mem, drives, 1 | 1 | Each | Local | ZAR | 1 |  | 0 | 0 | 0
| 236 | UCS-M2-HWRAID2 | Cisco Boot optimized M.2 Raid controller for SATA drives | 1 | Each | Local | ZAR | 1 |  | 0 | 0 | 0
| 237 | UCS-CPU-I6530P | Intel I6530P 2.3GHz/225W 32C/144MB DDR5 6400MT/s | 1 | Each | Local | ZAR | 1 |  | 0 | 0 | 0
| 238 | UCS-MRX64G2RE5 | 64GB DDR5-6400 RDIMM 2Rx4 (16Gb) | 1 | Each | Local | ZAR | 1 |  | 0 | 0 | 0
| 239 | UCS-CPU-I6724P | Intel I6724P 3.6GHz/210W 16C/72MB DDR5 6400MT/s | 1 | Each | Local | ZAR | 1 |  | 0 | 0 | 0
| 240 | UCSX-210C-M8-U | UCS 210c M8 Compute Node w/o CPU, Memory, Storage, Mezz | 1 | Each | Local | ZAR | 1 |  | 0 | 0 | 0
| 241 | CON-L14HR-UCSX21CU | CX LEVEL 1 24X7X4 UCS 210c M8 Compute Node w o CPU, Memory | 1 | Each | Local | ZAR | 1 |  | 0 | 0 | 0
| 242 | UCSX-MLV5D200GV2D | Cisco VIC 15230 2x 100G mLOM X-Series w/Secure Boot | 1 | Each | Local | ZAR | 1 |  | 0 | 0 | 0
| 243 | UCSX-M2-960G-D | 960GB M.2 SATA Micron G2 SSD | 1 | Each | Local | ZAR | 1 |  | 0 | 0 | 0
| 244 | UCSX-TPM-002D-D | TPM 2.0 TCG FIPS140-2 CC+ Cert M7 Intel MSW2022 Compliant | 1 | Each | Local | ZAR | 1 |  | 0 | 0 | 0
| 245 | UCSX-CPU-I6730P | Intel I6730P 2.5GHz/250W 32C/288MB DDR5 6400MT/s | 1 | Each | Local | ZAR | 1 |  | 0 | 0 | 0
| 246 | UCSX-MRX64G2RE5 | 64GB DDR5-6400 RDIMM 2Rx4 (16Gb) | 1 | Each | Local | ZAR | 1 |  | 0 | 0 | 0
| 247 | UCSX-CPU-I6724P | Intel I6724P 3.6GHz/210W 16C/72MB DDR5 6400MT/s | 1 | Each | Local | ZAR | 1 |  | 0 | 0 | 0
| 248 | UCSX-MRX32G2RE5 | 32GB DDR5-6400 RDIMM 2Rx8 (16Gb) | 1 | Each | Local | ZAR | 1 |  | 0 | 0 | 0
Cisco UCSC-C220 Server
| 249 | UCS-M8-MLB | UCS M8 RACK MLB | 14 | Each | Local | ZAR | 1 |  | 0 | 0 | 0
| 250 | UCSC-C220-M8S | UCS C220 M8 Rack w/o CPU, mem, drives, 1U w SFF backplane | 14 | Each | Local | ZAR | 1 |  | 0 | 0 | 0
| 251 | CON-L1SNB-UCSCC28E | ENH 8X5XSNBD UCS C220 M8 Rack wo | 14 | Each | Local | ZAR | 1 |  | 0 | 0 | 0
| 252 | ISM-MANAGED | Deployment mode for C Series Servers in Standalone mode | 14 | Each | Local | ZAR | 1 |  | 0 | 0 | 0
| 253 | UCSC-M2RM-M8 | C2X0M8 Boot Raid Controller for Hot-swap M.2s in mLOM slot | 14 | Each | Local | ZAR | 1 |  | 0 | 0 | 0
| 254 | UCS-M2-240G-D | 240GB M.2 SATA Micron G2 SSD | 14 | Each | Local | ZAR | 1 |  | 0 | 0 | 0
| 255 | UCS-TPM-002D-D | TPM 2.0 TCG FIPS140-2 CC+ Cert M7 Intel MSW2022 Compliant | 14 | Each | Local | ZAR | 1 |  | 0 | 0 | 0
| 256 | UCSC-RAIL-D | Ball Bearing Rail Kit for C220 & C240 M7/M8 rack servers | 14 | Each | Local | ZAR | 1 |  | 0 | 0 | 0
| 257 | CIMC-LATEST-D | IMC SW (Recommended) latest release for C-Series Servers. | 14 | Each | Local | ZAR | 1 |  | 0 | 0 | 0
| 258 | UCS-DDR5-BLK | UCS DDR5 DIMM Blanks | 224 | Each | Local | ZAR | 1 |  | 0 | 0 | 0
| 259 | UCSC-FBRS-C220-D | C220M7 HH Riser3 blank | 14 | Each | Local | ZAR | 1 |  | 0 | 0 | 0
| 260 | UCSC-HSLP-C220M8 | Heatsink for C220M8, C240M8L and C240M8 w/GPU | 28 | Each | Local | ZAR | 1 |  | 0 | 0 | 0
| 261 | UCSC-FBRS2-C220M7 | C220 M7 Riser2 HH Filler Blank | 14 | Each | Local | ZAR | 1 |  | 0 | 0 | 0
| 262 | UCSC-BBLKD-M7 | UCS C-Series M7 SFF drive blanking panel | 56 | Each | Local | ZAR | 1 |  | 0 | 0 | 0
| 263 | UCSC-M2IF-220M8 | UCS C220 M8 Internal M.2 Filler | 14 | Each | Local | ZAR | 1 |  | 0 | 0 | 0
| 264 | CBL-M2RM-220M8 | C220M8 rear Hot-plug M.2 (MLOM/OCP) cable | 14 | Each | Local | ZAR | 1 |  | 0 | 0 | 0
| 265 | CBL-RAID-220M8 | C220M8 Y cable MB P2 to RAID/HBA | 14 | Each | Local | ZAR | 1 |  | 0 | 0 | 0
| 266 | CBL-NVME-220M8-P1 | C220M8SFF NVMe cable MB P1 to SFF BP (CPU1) | 14 | Each | Local | ZAR | 1 |  | 0 | 0 | 0
| 267 | CBL-NVME-220M8-P3 | C220M8SFF NVMe cable MB P3 to SFF BP (CPU2) | 14 | Each | Local | ZAR | 1 |  | 0 | 0 | 0
| 268 | UCSC-HPBKT-22XM7 | UCS C-Series M7 1U HP RAID Controller Bracket | 14 | Each | Local | ZAR | 1 |  | 0 | 0 | 0
| 269 | UCS-CPU-I6515P | Intel I6515P 2.3GHz/150W 16C/72MB DDR5 6400MT/s | 28 | Each | Local | ZAR | 1 |  | 0 | 0 | 0
| 270 | UCS-MRX16G1RE5 | 16GB DDR5-6400 RDIMM 1Rx8 (16Gb) | 224 | Each | Local | ZAR | 1 |  | 0 | 0 | 0
| 271 | UCSC-RIS1A-220M8 | UCS C220 M8 Riser 1A PCIe Gen5 x16 HH | 14 | Each | Local | ZAR | 1 |  | 0 | 0 | 0
| 272 | UCSC-RAID-M1L16 | 24G Tri-Mode M1 RAID Controller w/4GB FBWC 16Drv | 14 | Each | Local | ZAR | 1 |  | 0 | 0 | 0
| 273 | UCS-SD19TBM3XEP-D | 1.9TB 2.5in Enter Perf 6G SATA Micron G2 SSD (3X) | 84 | Each | Local | ZAR | 1 |  | 0 | 0 | 0
| 274 | UCSC-PSU1-1200W-D | 1200w AC Titanium Power Supply for C-series Rack Servers | 28 | Each | Local | ZAR | 1 |  | 0 | 0 | 0
| 275 | CAB-C13-C14-2M | Power Cord Jumper, C13-C14 Connectors, 2 Meter Length | 28 | Each | Local | ZAR | 1 |  | 0 | 0 | 0
| 276 | CNDL-DESELECT-D | Conditional Deselect | 14 | Each | Local | ZAR | 1 |  | 0 | 0 | 0
[10 empty] | Sub Total |  | 0
Voice |  |  | C8300 Router
| 277 | C8300-1N1S-4T2X | Cisco Catalyst C8300-1N1S-4T2X Router | 33 | Each | Local | ZAR | 1 |  | 0 | 0 | 0
| 278 | CON-L1NCD-C8304T2X | CX LEVEL 1 8X7NCD Cisco Catalyst C8300-1N1S-4T2X Router | 33 | Each | Local | ZAR | 1 |  | 0 | 0 | 0
| 279 | DNA-P-T0-A-3Y | Cisco DNA Advantage On-Prem Lic 3Y - upto 25M (Aggr, 50M) | 33 | Each | Local | ZAR | 1 |  | 0 | 0 | 0
| 280 | SVS-PSTL1-T0-A3Y | Cisco Support Enhanced - DNA Advantage OnPrem Lic, T0, 3Y | 33 | Each | Local | ZAR | 1 |  | 0 | 0 | 0
| 281 | CON-L1NCD-C8302TNX | CX LEVEL 1 8X7NCD Cisco Catalyst C8300-2N2S-4T2X Router | 33 | Each | Local | ZAR | 1 |  | 0 | 0 | 0
| 282 | PWR-CC1-650WDC | Cisco C8300 2RU DC Power supply | 33 | Each | Local | ZAR | 1 |  | 0 | 0 | 0
| 283 | CON-L1NCD-C830IN6T | CX LEVEL 1 8X7NCD Cisco Catalyst C8300 | 33 | Each | Local | ZAR | 1 |  | 0 | 0 | 0
| 284 | PWR-CC1-400WDC | Cisco C8300 1RU DC Power supply | 1 | Each | Local | ZAR | 1 |  | 0 | 0 | 0
| 285 | C8300-2N2S-6T | Cisco Catalyst C8300-2N2S-6T Router | 1 | Each | Local | ZAR | 1 |  | 0 | 0 | 0
| 286 | CON-L1NCD-C8302S6T | CX LEVEL 1 8X7NCD Cisco Catalyst C8300-2N2S-6T Router | 1 | Each | Local | ZAR | 1 |  | 0 | 0 | 0
| 287 | NIM-PVDM-32= | NIM with32-channel DSP | 1 | Each | Local | ZAR | 1 |  | 0 | 0 | 0
| 288 | CON-SNT-P8RK95R1 | Cisco IP Phone 8851SNTC-8X5XNBD | 1 | Each | Local | ZAR | 1 |  | 0 | 0 | 0
| 289 | CON-SNBD-P8REM0R5 | SHIP NEXT BUS DAY8800 Series Audio KEM 28 Button | 1 | Each | Local | ZAR | 1 |  | 0 | 0 | 0
| 290 | CON-SNBD-P7NK92N9 | SHIP NEXT BUS DAYCisco UC Phone 7821 | 1 | Each | Local | ZAR | 1 |  | 0 | 0 | 0
| 291 | CON-SNT-HSWL71BU | SNTC-8X5XNBD 721 Wireless Single On-ear Headset USB-A | 1 | Each | Local | ZAR | 1 |  | 0 | 0 | 0
| 292 | CON-SNBD-HSWL71AS | SHIP NEXT BUS DAY721 Wireless Single Onear Headset Stand | 1 | Each | Local | ZAR | 1 |  | 0 | 0 | 0
| 293 | A-FLEX-ADD-ER | NU Emergency Responder Add-on (1) | 1 | Each | Local | ZAR | 1 |  | 0 | 0 | 0
| 294 | A-FLEX-SRST-ADD | SRST Endpoints Addon (1) | 1 | Each | Local | ZAR | 1 |  | 0 | 0 | 0
| 295 | C8300-2N2S-4T2X | Cisco Catalyst C8300-2N2S-4T2X Router | 1 | Each | Local | ZAR | 1 |  | 0 | 0 | 0
| 296 | C8300-1N1S-6T | Cisco Catalyst C8300-1N1S-6T Router | 1 | Each | Local | ZAR | 1 |  | 0 | 0 | 0
Router voice modules
| 297 | NIM-1MFT-T1/E1= | 1 port Multiflex Trunk Voice/Clear-channel Data T1/E1 Module | 2 | Each | Local | ZAR | 1 |  | 0 | 0 | 0
| 298 | NIM-8MFT-T1/E1= | 8 port Multiflex Trunk Voice/Clear-channel Data T1/E1 Module | 33 | Each | Local | ZAR | 1 |  | 0 | 0 | 0
| 299 | NIM-PVDM-32 | NIM with32-channel DSP | 2 | Each | Local | ZAR | 1 |  | 0 | 0 | 0
| 300 | NIM-PVDM-256= | NIM with 256-channel DSP | 33 | Each | Local | ZAR | 1 |  | 0 | 0 | 0
Voice gateway
| 301 | VG420-144FXS | Cisco Analog Voice Gateway VG420 - 144FXS | 18 | Each | Local | ZAR | 1 |  | 0 | 0 | 0
| 302 | CON-L1NBD-VG42014F | CX LEVEL 1 8X5XNBD Cisco Analog Voice G | 18 | Each | Local | ZAR | 1 |  | 0 | 0 | 0
| 303 | SL-VG420-UC-K9 | Unified Communication License for VG420 Series | 18 | Each | Local | ZAR | 1 |  | 0 | 0 | 0
| 304 | VG420-RM-19-2R | Cisco VG420 Rack mount kit - 19" 2R | 18 | Each | Local | ZAR | 1 |  | 0 | 0 | 0
| 305 | NETWORK-PNP-LIC | Network Plug-n-Play Connect for zero-touch device deployment | 18 | Each | Local | ZAR | 1 |  | 0 | 0 | 0
| 306 | VG420-FAN-2R | Cisco VG420 Fan Tray, 2RU | 18 | Each | Local | ZAR | 1 |  | 0 | 0 | 0
| 307 | VG420-NIM-BLANK | Cisco VG420 NIM Blank | 36 | Each | Local | ZAR | 1 |  | 0 | 0 | 0
| 308 | SVG420UK9-179 | Cisco VG420 Series IOS XE Universal Image | 18 | Each | Local | ZAR | 1 |  | 0 | 0 | 0
| 309 | PWR-VG420-650WDC | Cisco VG420 650W DC Power supply | 18 | Each | Local | ZAR | 1 |  | 0 | 0 | 0
| 310 | CAB-C13-C14-2M | Power Cord Jumper, C13-C14 Connectors, 2 Meter Length | 18 | Each | Local | ZAR | 1 |  | 0 | 0 | 0
| 311 | PWR-VG420-650WDC2 | Cisco VG420 650W DC Power supply - Secondary | 18 | Each | Local | ZAR | 1 |  | 0 | 0 | 0
| 312 | CAB-C13-C14-2M | Power Cord Jumper, C13-C14 Connectors, 2 Meter Length | 18 | Each | Local | ZAR | 1 |  | 0 | 0 | 0
Telephone handsets
| 313 | CP-8851-K9= | Cisco IP Phone 8851 | 2 | Each | Local | ZAR | 1 |  | 0 | 0 | 0
| 314 | CP-8800-A-KEM= | 8800 Series Audio KEM, 28 Button | 47 | Each | Local | ZAR | 1 |  | 0 | 0 | 0
| 315 | CP-7821-K9= | Cisco IP Phone 7821 | 4749 | Each | Local | ZAR | 1 |  | 0 | 0 | 0
WIFI phones
| 316 | CP-840-BUN-K9 | Cisco 840 WW Telephone Handset | 250 | Each | Local | ZAR | 1 |  | 0 | 0 | 0
| 317 | CON-PSRT-P8EK90E2 | Cisco 840 WW Phone, Battery, Cable,Charg | 250 | Each | Local | ZAR | 1 |  | 0 | 0 | 0
| 318 | CP-840S-BUN-K9 | Cisco 840S WW Phone with Scanner, Battery, Cable, Charger | 1 | Each | Local | ZAR | 1 |  | 0 | 0 | 0
| 319 | CP-860-BUN-K9 | Cisco 860 WW Phone, Battery, Cable, Charger | 1 | Each | Local | ZAR | 1 |  | 0 | 0 | 0
Telephone headset
| 320 | HS-WL-721-BUNA-C | Cisco Headset 720 series Single-Ear, Carbon Black headset bundle | 47 | Each | Local | ZAR | 1 |  | 0 | 0 | 0
| 321 | HS-WL-721-BUNAS-C | Cisco Headset 720 series Single On-ear Headset+ charging Stand, USB-A Bundle-Carbon Black | 47 | Each | Local | ZAR | 1 |  | 0 | 0 | 0
Voice licenses
| 322 | A-FLEX-3 | Collaboration Flex Plan 3.0 | 1 | Each | Local | ZAR | 1 |  | 0 | 0 | 0
| 323 | A-FLEX-NUPL-E | Enhanced Smart License (1) | 250 | Each | Local | ZAR | 1 |  | 0 | 0 | 0
| 324 | SVS-FLEX-SUPT-BAS | Basic Support for Flex Plan | 1 | Each | Local | ZAR | 1 |  | 0 | 0 | 0
| 325 | A-FLEX-SRST-E | SRST Endpoints (1) | 1 | Each | Local | ZAR | 1 |  | 0 | 0 | 0
| 326 | A-FLEX-P-ENH | Enhanced Smart License (1) | 1 | Each | Local | ZAR | 1 |  | 0 | 0 | 0
| 327 | A-FLEX-P-ER | Emergency Responder Smart License (1) | 1 | Each | Local | ZAR | 1 |  | 0 | 0 | 0
| 328 | A-FLEX-14-LIC | Version 14x license add-on entitlement | 1 | Each | Local | ZAR | 1 |  | 0 | 0 | 0
| 329 | A-FLEX-STD-CUBE | CUBE Standard Trunk Session License | 601 | Each | Local | ZAR | 1 |  | 0 | 0 | 0
[10 empty] | Sub Total |  | 0
WIFI |  |  | Wireless Controllers
| 330 | C9800-L-C-K9 | Cisco Catalyst 9800-L Wireless Controller_Copper Uplink | 250 | Each | Local | ZAR | 1 |  | 0 | 0 | 0
| 331 | AIR-AP-NO-BRACKET | Vert. pole/wall mount bracket | 250 | Each | Local | ZAR | 1 |  | 0 | 0 | 0
| 332 | CON-L1NCD-C9800LCL | CX LEVEL 1 8X7NCDCisco Catalyst 9800L Wireless Controlle | 1 | Each | Local | ZAR | 1 |  | 0 | 0 | 0
| 333 | C9800L-RMNT | C9800 Wireless Controller Rack Mount Tray | 1 | Each | Local | ZAR | 1 |  | 0 | 0 | 0
| 334 | CON-SSTCM-AIRDNAA | SOLN SUPP SW SUBAironet CISCO DNA Ad | 1 | Each | Local | ZAR | 1 |  | 0 | 0 | 0
| 335 | AIR-DNA-A-3Y | Wireless Cisco DNA On-Prem Advantage, 3Y Term Lic | 1 | Each | Local | ZAR | 1 |  | 0 | 0 | 0
Indoor Wireless Access Points
| 336 | CW9178I-RTG | Cisco Wireless 9178I(W7,4 radio,3 band 4x4,UWB),Global | 1 | Each | Local | ZAR | 1 |  | 0 | 0 | 0
| 337 | CON-L1NBD-CW918IRT | ENH 8X5XNBD Cisco Wireless 9178I | 1 | Each | Local | ZAR | 1 |  | 0 | 0 | 0
| 338 | CISCO-NETWORK-SUB | Cisco Networking Subscription | 1 | Each | Local | ZAR | 1 |  | 0 | 0 | 0
| 339 | LIC-CW-A | Cisco Wireless License - Advantage | 1 | Each | Local | ZAR | 1 |  | 0 | 0 | 0
Outdoor Wireless Access Points
| 340 | C9124AXI-E | Wi-Fi 6 Outdoor AP | 250 | Each | Local | ZAR | 1 |  | 0 | 0 | 0
| 341 | CON-SSSNT-C9124AXE | SOLN SUPP 8X5XNBD Wi-Fi 6 Outdoor AP, Internal Ant, -E Reg | 250 | Each | Local | ZAR | 1 |  | 0 | 0 | 0
| 342 | NETWORK-PNP-LIC | Network Plug-n-Play Connect for zero-touch device deployment | 1 | Each | Local | ZAR | 1 |  | 0 | 0 | 0
| 343 | AIR-AP-NO-BRACKET | AP Bracket not shipped | 1 | Each | Local | ZAR | 1 |  | 0 | 0 | 0
| 344 | SW9124AX-CAPWAP-K9 | Capwap software for Catalyst 9124AX | 1 | Each | Local | ZAR | 1 |  | 0 | 0 | 0
| 345 | CDNA-E-C9124 | Wireless Cisco DNA On-Prem Essentials, 9124Tracking | 1 | Each | Local | ZAR | 1 |  | 0 | 0 | 0
| 346 | DNA-E-3Y-C9124 | C9124AX Cisco DNA On-Prem Essential,3Y Term,Trk Lic | 1 | Each | Local | ZAR | 1 |  | 0 | 0 | 0
| 347 | AIR-DNA-E | Wireless Cisco DNA On-Prem Essential, Term Lic | 1 | Each | Local | ZAR | 1 |  | 0 | 0 | 0
| 348 | CON-SSTCM-AIRDNAE | SOLN SUPP SW SUBAironet CISCO DNA Es | 250 | Each | Local | ZAR | 1 |  | 0 | 0 | 0
| 349 | AIR-DNA-E-3Y | Wireless Cisco DNA On-Prem Essential, 3Y Term Lic | 250 | Each | Local | ZAR | 1 |  | 0 | 0 | 0
| 350 | AIR-DNA-E-T | Wireless Cisco DNA On-Prem Essential, Term, Tracker Lic | 1 | Each | Local | ZAR | 1 |  | 0 | 0 | 0
| 351 | AIR-DNA-E-T-3Y | Wireless Cisco DNA On-Prem Essential, 3Y Term, Tracker Lic | 1 | Each | Local | ZAR | 1 |  | 0 | 0 | 0
| 352 | AIR-DNA-NWSTACK-E | Wireless DNA Perpetual Network Stack - Essentials | 1 | Each | Local | ZAR | 1 |  | 0 | 0 | 0
| 353 | AIR-MNT-ART1= | Vert. pole/wall mount Kit for Catalyst 9124AX w/ tilt adjust | 1 | Each | Local | ZAR | 1 |  | 0 | 0 | 0
| 354 | CW9172I-RTG | Cisco Wireless 9172I(W7,3 radio,3 band 2x2),Global | 1 | Each | Local | ZAR | 1 |  | 0 | 0 | 0
| 355 | CON-L1NBD-CW9172IR | ENH 8X5XNBD Cisco Wireless 9172I | 1 | Each | Local | ZAR | 1 |  | 0 | 0 | 0
| 356 | CW9176I-RTG | Cisco Wireless 9176I(W7,3 radio,3 band 4x4,UWB),Global | 1 | Each | Local | ZAR | 1 |  | 0 | 0 | 0
| 357 | CON-L1NBD-CW917IRT | ENH 8X5XNBD Cisco Wireless 9176I | 1 | Each | Local | ZAR | 1 |  | 0 | 0 | 0
| 358 | CW9179F | Cisco Wireless 9179F (W7,4 radio,3 band 4x4),Global | 1 | Each | Local | ZAR | 1 |  | 0 | 0 | 0
| 359 | CON-L1NBD-CW9179F0 | ENH 8X5XNBD Cisco Wireless 9179F | 1 | Each | Local | ZAR | 1 |  | 0 | 0 | 0
| 360 | CW9171I-RTG | Cisco Wireless 9171I (W7, 2 radio, 3 band, 2x2) Global | 1 | Each | Local | ZAR | 1 |  | 0 | 0 | 0
| 361 | CON-L1NBD-CW92ICFG | ENH 8X5XNBD Wi-Fi 7 RTG | 1 | Each | Local | ZAR | 1 |  | 0 | 0 | 0
| 362 | CW9174I-RTG | Cisco Wireless 9174I (W7, 3 radio, 3 band, 4x4) Global | 1 | Each | Local | ZAR | 1 |  | 0 | 0 | 0
| 363 | CON-L1NBD-CW93ICFG | ENH 8X5XNBD Wi-Fi 7 RTG | 1 | Each | Local | ZAR | 1 |  | 0 | 0 | 0
| 364 | CW9174E-RTG | Cisco Wireless 9174E (W7, 3 radio, 3 band, 4x4) | 1 | Each | Local | ZAR | 1 |  | 0 | 0 | 0
| 365 | CON-L1NBD-CW97ICFG | ENH 8X5XNBD Cisco Wireless 9174E W7, 3 radio, 3 ban | 1 | Each | Local | ZAR | 1 |  | 0 | 0 | 0
[10 empty] | Sub Total |  | 0
Video conferencing |  |  | Small Boardroom
| 366 | CS-BAR-T-C-K9 | Codec, Camera, Remote control (combo): Cisco Room Bar in Carbon Black w/Navigator(Table Stand), Integrated Camera, Integrated Microphone and Integrated Bar Speaker. | 5 | Each | Local | ZAR | 1 |  | 0 | 0 | 0
| 367 | CAB-USBC-AC-9M= | MS Teams BYOD - Active Optical Cable, USB-C 3.1, 9M long | 5 | Each | Local | ZAR | 1 |  | 0 | 0 | 0
| 368 | CS-T10-TS-L- | Cisco Room Navigator - Table Stand, First Light (White) - Room control | 5 | Each | Local | ZAR | 1 |  | 0 | 0 | 0
| 369 | CS-T10-WM-L-K9= | Cisco Room Navigator - Wall Mount, First Light (White) - Scheduling | 5 | Each | Local | ZAR | 1 |  | 0 | 0 | 0
| 370 | L-KIT-RM | Remote monitoring option for Room Kit systems | 5 | Each | Local | ZAR | 1 |  | 0 | 0 | 0
| 371 | CP-8832-EU-K9 | Cisco IP Conference Phone 8832 base in charcoal color for APAC, EMEA, and Australia | 5 | Each | Local | ZAR | 1 |  | 0 | 0 | 0
| 372 | CP-8832-POE | Cisco IP Conference Phone 8832 PoE Accessories for Worldwide | 5 | Each | Local | ZAR | 1 |  | 0 | 0 | 0
| 373 | A-FLEX-EAPL | EntW On-Premises Calling License | 5 | Each | Local | ZAR | 1 |  | 0 | 0 | 0
| 374 | A-CMS-SMP-S | CMS On-Prem Shared Meeting License | 5 | Each | Local | ZAR | 1 |  | 0 | 0 | 0
| 375 | A-CMS-REC-PORTS-S | CMS On-Prem Recording or Streaming License | 5 | Each | Local | ZAR | 1 |  | 0 | 0 | 0
| 376 | CON-PSRT-CSBARAT3 | OEM Fees - PRTNR SS 8X5XNBD Carbon Cisco Webex Room Bar w Table Stan | 5 | Each | Local | ZAR | 1 |  | 0 | 0 | 0
| 377 | CON-PSRT-CST10LKW | OEM Fees - PRTNR SS 8X5XNBD Cisco Room Navigator-Wall Mount, First L | 5 | Each | Local | ZAR | 1 |  | 0 | 0 | 0
| 378 | CON-PSRT-LT4SRMPR | OEM Fees - Remote monitoring options for TelePresence Endpoints PRTNR S | 5 | Each | Local | ZAR | 1 |  | 0 | 0 | 0
| 379 | CON-PSRT-P8PK93P9 | OEM Fees - 8832 base in charcoal color for APAC, EMEA, and AustraliaPRT | 5 | Each | Local | ZAR | 1 |  | 0 | 0 | 0
Medium Boardroom
| 380 | CS-BARPRO-C-K9 | Codec, Camera, Remote control (combo) : Cisco Room Bar Pro w/Navigator(Table Stand), Integrated Camera | 25 | Each | Local | ZAR | 1 |  | 0 | 0 | 0
| 381 | CAB-USBC-AC-9M= | MS Teams BYOD - Active Optical Cable, USB-C 3.1, 9M long | 25 | Each | Local | ZAR | 1 |  | 0 | 0 | 0
| 382 | CS-T10-TS-L- | Cisco Room Navigator - Table Stand, First Light (White) - Room control | 25 | Each | Local | ZAR | 1 |  | 0 | 0 | 0
| 383 | CS-T10-WM-L-K9= | Cisco Room Navigator - Wall Mount, First Light (White) - Scheduling | 25 | Each | Local | ZAR | 1 |  | 0 | 0 | 0
| 384 | L-KIT-RM | Remote monitoring option for Room Kit systems | 25 | Each | Local | ZAR | 1 |  | 0 | 0 | 0
| 385 | CS-MIC-CLGPRO= | Ceiling mic (Minimum of 1 in each room): Cisco Ceiling Microphone Pro, Arctic White - SPARE | 25 | Each | Local | ZAR | 1 |  | 0 | 0 | 0
| 386 | CS-MIC-CLGP-CBK= | Ceiling Bracket Mounting Kit for Ceiling Mic Pro - SPARE | 25 | Each | Local | ZAR | 1 |  | 0 | 0 | 0
| 387 | CP-8832-EU-K9 | Cisco IP Conference Phone 8832 base in charcoal color for APAC, EMEA, and Australia | 25 | Each | Local | ZAR | 1 |  | 0 | 0 | 0
| 388 | CP-8832-POE | Cisco IP Conference Phone 8832 PoE Accessories for Worldwide | 25 | Each | Local | ZAR | 1 |  | 0 | 0 | 0
| 389 | C1200-8FP-2G-OPT | Catalyst 1200 8-port GE, Full PoE, 2x1G Combo | 25 | Each | Local | ZAR | 1 |  | 0 | 0 | 0
| 390 | CAB-CAT5E-CMP-20M | Ethernet CAT5E Plenum Rated, 20 meter, Gray | 25 | Each | Local | ZAR | 1 |  | 0 | 0 | 0
| 391 | A-FLEX-EAPL | EntW On-Premises Calling License | 25 | Each | Local | ZAR | 1 |  | 0 | 0 | 0
| 392 | A-CMS-SMP-S | CMS On-Prem Shared Meeting License | 25 | Each | Local | ZAR | 1 |  | 0 | 0 | 0
| 393 | A-CMS-REC-PORTS-S | CMS On-Prem Recording or Streaming License | 25 | Each | Local | ZAR | 1 |  | 0 | 0 | 0
| 394 | AMP-X50MP | X Series Media Presentation Amplifier, 50 W | 25 | Each | Local | ZAR | 1 |  | 0 | 0 | 0
| 395 | FS6-B-T-EACH | DUAL - 6.5” 2-Way Surface Mount Media Presentation Speaker, Black Textured, Single | 25 | Each | Local | ZAR | 1 |  | 0 | 0 | 0
| 396 | CON-PSRT-CSBARCK9 | PRTNR SS 8X5XNBD Cisco Room Bar Pro, Carbon Black | 25 | Each | Local | ZAR | 1 |  | 0 | 0 | 0
| 397 | CON-PSRT-CSMICPROC | PRTNR SS 8X5XNBD Cisco Ceiling Microphone Pro, Arctic Whi | 25 | Each | Local | ZAR | 1 |  | 0 | 0 | 0
| 398 | CON-PSRT-CST10LKW | PRTNR SS 8X5XNBD Cisco Room Navigator-Wall Mount, First L | 25 | Each | Local | ZAR | 1 |  | 0 | 0 | 0
| 399 | CON-PSRT-P8PK93P9 | 8832 base in charcoal color for APAC, EMEA, and AustraliaPRT | 25 | Each | Local | ZAR | 1 |  | 0 | 0 | 0
| 400 | CON-PSRT-C120082G | PRTNR SS 8X5XNBD Catalyst 1200 8-port GE, Full PoE, 2x1G | 25 | Each | Local | ZAR | 1 |  | 0 | 0 | 0
| 401 | CON-PSRT-LT4SRMPR | Remote monitoring options for TelePresence Endpoints PRTNR S | 25 | Each | Local | ZAR | 1 |  | 0 | 0 | 0
Large Boardroom
| 402 | CS-KITPLUS-K9 | Codec, Camera, Remote control (combo) Cisco Room Kit EQ w/Navigator(Table Stand), Quad Camera | 20 | Each | Local | ZAR | 1 |  | 0 | 0 | 0
| 403 | CAB-USBC-AC-9M= | MS Teams BYOD - Active Optical Cable, USB-C 3.1, 9M long | 20 | Each | Local | ZAR | 1 |  | 0 | 0 | 0
| 404 | CS-T10-TS-L- | Cisco Room Navigator - Table Stand, First Light (White) - Room control | 20 | Each | Local | ZAR | 1 |  | 0 | 0 | 0
| 405 | CS-T10-WM-L-K9= | Cisco Room Navigator - Wall Mount, First Light (White) - Scheduling | 20 | Each | Local | ZAR | 1 |  | 0 | 0 | 0
| 406 | L-KIT-RM | Remote monitoring option for Room Kit systems | 20 | Each | Local | ZAR | 1 |  | 0 | 0 | 0
| 407 | CS-MIC-CLGPRO= | Ceiling mic (Minimum of 4 in each room): Cisco Ceiling Microphone Pro, Arctic White - SPARE | 20 | Each | Local | ZAR | 1 |  | 0 | 0 | 0
| 408 | CS-MIC-CLGP-CBK= | Ceiling Bracket Mounting Kit for Ceiling Mic Pro - SPARE | 20 | Each | Local | ZAR | 1 |  | 0 | 0 | 0
| 409 | CP-8832-EU-K9 | Cisco IP Conference Phone 8832 base in charcoal color for APAC, EMEA, and Australia | 20 | Each | Local | ZAR | 1 |  | 0 | 0 | 0
| 410 | CP-8832-POE | Cisco IP Conference Phone 8832 PoE Accessories for Worldwide | 20 | Each | Local | ZAR | 1 |  | 0 | 0 | 0
| 411 | C1200-8FP-2G-OPT | Catalyst 1200 8-port GE, Full PoE, 2x1G Combo | 20 | Each | Local | ZAR | 1 |  | 0 | 0 | 0
| 412 | CAB-CAT5E-CMP-20M | Ethernet CAT5E Plenum Rated, 20 meter, Gray | 20 | Each | Local | ZAR | 1 |  | 0 | 0 | 0
| 413 | A-FLEX-EAPL | EntW On-Premises Calling License | 20 | Each | Local | ZAR | 1 |  | 0 | 0 | 0
| 414 | A-CMS-SMP-S | CMS On-Prem Shared Meeting License | 20 | Each | Local | ZAR | 1 |  | 0 | 0 | 0
| 415 | A-CMS-REC-PORTS-S | CMS On-Prem Recording or Streaming License | 20 | Each | Local | ZAR | 1 |  | 0 | 0 | 0
| 416 | AMP-X50MP | X Series Media Presentation Amplifier, 50 W | 20 | Each | Local | ZAR | 1 |  | 0 | 0 | 0
| 417 | FS6-B-T-EACH | DUAL - 6.5” 2-Way Surface Mount Media Presentation Speaker, Black Textured, Single | 20 | Each | Local | ZAR | 1 |  | 0 | 0 | 0
| 418 | CON-PSRT-Z4YYBSUZ | PRTNR SS 8X5XNBD PRTNR SS 8X5XNBD Roo | 20 | Each | Local | ZAR | 1 |  | 0 | 0 | 0
| 419 | CON-PSRT-CSMICPROC | PRTNR SS 8X5XNBD Cisco Ceiling Microphone Pro, Arctic Whi | 20 | Each | Local | ZAR | 1 |  | 0 | 0 | 0
| 420 | CON-PSRT-CST10LKW | PRTNR SS 8X5XNBD Cisco Room Navigator-Wall Mount, First L | 20 | Each | Local | ZAR | 1 |  | 0 | 0 | 0
| 421 | CON-PSRT-P8PK93P9 | 8832 base in charcoal color for APAC, EMEA, and AustraliaPRT | 20 | Each | Local | ZAR | 1 |  | 0 | 0 | 0
| 422 | CON-PSRT-C120082G | PRTNR SS 8X5XNBD Catalyst 1200 8-port GE, Full PoE, 2x1G | 20 | Each | Local | ZAR | 1 |  | 0 | 0 | 0
| 423 | CON-PSRT-LT4SRMPR | Remote monitoring options for TelePresence Endpoints PRTNR S | 20 | Each | Local | ZAR | 1 |  | 0 | 0 | 0
Other
| 424 | CON-SNBD-CSBARAT3 | SHIP NEXT BUS DAYCarbon Cisco Webex Room Bar w Table Stan | 1 | Each | Local | ZAR | 1 |  | 0 | 0 | 0
| 425 | CS-MIC-TABLE-J= | Cisco Table Microphone with Jack Plug SPARE | 1 | Each | Local | ZAR | 1 |  | 0 | 0 | 0
| 426 | CON-SNBD-CS5HEJMI | SHIP NEXT BUS DAYCisco Table Microphone with Jack plug | 1 | Each | Local | ZAR | 1 |  | 0 | 0 | 0
| 427 | CON-SNBD-CST10LKW | SHIP NEXT BUS DAYCisco Room NavigatorWall Mount First L | 1 | Each | Local | ZAR | 1 |  | 0 | 0 | 0
| 428 | CS-T10-TS-L-K9= | Cisco Room Navigator Table Stand, First Light (White) -SPARE | 1 | Each | Local | ZAR | 1 |  | 0 | 0 | 0
| 429 | CON-SNBD-CST10LQS | SHIP NEXT BUS DAYCisco Room NavigatorTable Stand First | 1 | Each | Local | ZAR | 1 |  | 0 | 0 | 0
| 430 | CAB-2HDMI-1.5M-GR= | HDMI 2.0 Cable 1.5M length - SPARE | 1 | Each | Local | ZAR | 1 |  | 0 | 0 | 0
| 431 | CON-SNBD-CSBARCK9 | SHIP NEXT BUS DAYCisco Room Bar Pro Carbon Black | 1 | Each | Local | ZAR | 1 |  | 0 | 0 | 0
| 432 | CS-BARPRO-CAMCOV | Camera Cover for Room Bar Pro | 1 | Each | Local | ZAR | 1 |  | 0 | 0 | 0
| 433 | CS-MIC-ARRAY-T= | Cisco Table Microphone Pro (w/11m cable), First Light-SPARE | 1 | Each | Local | ZAR | 1 |  | 0 | 0 | 0
| 434 | CON-SNBD-CS3FYTMI | SHIP NEXT BUS DAYCisco Microphone Array for table and Web | 1 | Each | Local | ZAR | 1 |  | 0 | 0 | 0
| 435 | CON-SNT-CSMICPROC | SNTC-8X5XNBD Cisco Ceiling Microphone Pro, Arctic Whi | 1 | Each | Local | ZAR | 1 |  | 0 | 0 | 0
| 436 | CS-MIC-CLGPRO-C= | Cisco Ceiling Microphone Pro, Carbon Black - SPARE | 1 | Each | Local | ZAR | 1 |  | 0 | 0 | 0
| 437 | CON-SNT-CSMICROC | SNTC-8X5XNBD Cisco Ceiling Microphone Pro, Carbon Bla | 1 | Each | Local | ZAR | 1 |  | 0 | 0 | 0
| 438 | CAB-MIC-EXT-J= | Extension cable (9m/29ft) for Table Mic w/3.5mm Jack-SPARE | 1 | Each | Local | ZAR | 1 |  | 0 | 0 | 0
| 439 | CS-MIC-CLGP-WHK= | Wire Hanging Ceiling Mounting Kit Ceiling Mic Pro -SPARE | 1 | Each | Local | ZAR | 1 |  | 0 | 0 | 0
| 440 | CAB-CAT5E-CMP-20M= | Ethernet CAT5E Plenum Rated, 20 meter, Gray - SPARE | 1 | Each | Local | ZAR | 1 |  | 0 | 0 | 0
| 441 | CAB-CAT5E-CMP-30M= | Ethernet CAT5E Plenum Rated, 30 meter, Gray - SPARE | 1 | Each | Local | ZAR | 1 |  | 0 | 0 | 0
| 442 | CAB-CAT5E-8M= | Ethernet CAT5E Round Cable , 8M length - SPARE | 1 | Each | Local | ZAR | 1 |  | 0 | 0 | 0
| 443 | CS-KIT-EQ-K9 | Cisco Room Kit EQ, Quad Cam, First Light | 1 | Each | Local | ZAR | 1 |  | 0 | 0 | 0
| 444 | CON-SNBD-VSXLBMDC | SHIP NEXT BUS DAYRoom Ki | 1 | Each | Local | ZAR | 1 |  | 0 | 0 | 0
| 445 | CS-T10-WM-C-K9 | Cisco Room Navigator Wall Mount, Carbon Black | 1 | Each | Local | ZAR | 1 |  | 0 | 0 | 0
| 446 | CON-SNBD-CST1WMK9 | SHIP NEXT BUS DAY Cisco Room Navigator-Wall Mount, Carbon | 1 | Each | Local | ZAR | 1 |  | 0 | 0 | 0
| 447 | CS-QUADCAM2-C | Cisco Quad Camera, Carbon Black | 1 | Each | Local | ZAR | 1 |  | 0 | 0 | 0
| 448 | CON-SNBD-CSQUAD1C | SHIP NEXT BUS DAYCisco Quad Camera Carbon Black | 1 | Each | Local | ZAR | 1 |  | 0 | 0 | 0
| 449 | CS-CAM-RVPTZ-C | Cisco Room Vision PTZ Camera, Carbon Black | 1 | Each | Local | ZAR | 1 |  | 0 | 0 | 0
| 450 | CON-SNBD-CSCAM1ZC | SHIP NEXT BUS DAY Cisco Room Vision PTZ Camera, Carbon Bla | 1 | Each | Local | ZAR | 1 |  | 0 | 0 | 0
| 451 | CS-MIC-ARRAY-T | Cisco Table Microphone Pro (w/11m cable), First Light(White) | 1 | Each | Local | ZAR | 1 |  | 0 | 0 | 0
| 452 | CS-MIC-ARRAY-T-C | Cisco Table Microphone Pro (w/11m cable), Carbon Black | 1 | Each | Local | ZAR | 1 |  | 0 | 0 | 0
| 453 | CON-SNBD-CSMIAYTC | SHIP NEXT BUS DAY Cisco Table Microphone Pro (w/11m cable) | 1 | Each | Local | ZAR | 1 |  | 0 | 0 | 0
| 454 | CS-MIC-CLGPRO | Cisco Ceiling Microphone Pro, Arctic White | 1 | Each | Local | ZAR | 1 |  | 0 | 0 | 0
| 455 | CON-SNBD-CSMICPRO | STD 8X5XSNBD Cisco Ceiling Microphone Pro, Arctic Whi | 1 | Each | Local | ZAR | 1 |  | 0 | 0 | 0
| 456 | CON-SNBD-C120082G | SHIP NEXT BUS DAYCatalyst 1200 8port GE Full PoE 2x1G | 1 | Each | Local | ZAR | 1 |  | 0 | 0 | 0
| 457 | CS-CAM-RVPTZ-WBKC | Wall Bracket E RoomVision PTZCam - Carbon Black | 1 | Each | Local | ZAR | 1 |  | 0 | 0 | 0
| 458 | CS-CAM-RVPTZ-CBKC | Ceiling-Wall Bracket EH RoomVision PTZCam-Carbon Black | 1 | Each | Local | ZAR | 1 |  | 0 | 0 | 0
| 459 | CAB-2HDMI-1.5M-GR | HDMI 2.0 Cable 1.5M length | 1 | Each | Local | ZAR | 1 |  | 0 | 0 | 0
| 460 | CAB-ETH-1.5M-GR | Ethernet CAT5E Network Cable, 1.5M length | 1 | Each | Local | ZAR | 1 |  | 0 | 0 | 0
| 461 | CAB-CAT5E-CMP-30M | Ethernet CAT5E Plenum Rated, 30 meter, Gray | 1 | Each | Local | ZAR | 1 |  | 0 | 0 | 0
| 462 | CS-PWR-INJ-30W | Power Injector 802.3at PoE+ 30W | 1 | Each | Local | ZAR | 1 |  | 0 | 0 | 0
| 463 | CS-MIC-CLGPRO-C | Cisco Ceiling Microphone Pro, Carbon Black | 1 | Each | Local | ZAR | 1 |  | 0 | 0 | 0
| 464 | CS-MIC-CLGP-WHK | Wire Hanging Ceiling Mounting Kit for Ceiling Microphone Pro | 1 | Each | Local | ZAR | 1 |  | 0 | 0 | 0
| 465 | CS-MIC-CLGP-CBK | Ceiling Bracket Mounting Kit for Ceiling Microphone Pro | 1 | Each | Local | ZAR | 1 |  | 0 | 0 | 0
| 466 | CS-MIC-CLGP-DMK | Drop Ceiling Grid Mounting Kit for Ceiling Microphone Pro | 1 | Each | Local | ZAR | 1 |  | 0 | 0 | 0
| 467 | CS-CODEC-EQ-RCK | Rack ears for the Codec EQ - for mounting in rack | 1 | Each | Local | ZAR | 1 |  | 0 | 0 | 0
| 468 | CAB-2HDMI-3M-GR | HDMI 2.0 Cable 3M length | 1 | Each | Local | ZAR | 1 |  | 0 | 0 | 0
| 469 | CAB-HDMI-MUL4K-9M | Cisco Multi-head Cable 9m/29ft (4K, USB-C, HDMI, miniDP) | 1 | Each | Local | ZAR | 1 |  | 0 | 0 | 0
| 470 | CAB-USBC-AC-9M | USB-C 3.1 Active Optical Cable, 9M length | 1 | Each | Local | ZAR | 1 |  | 0 | 0 | 0
| 471 | CS-KIT-EQX-C-K9 | Cisco Room Kit EQX, Carbon Black | 1 | Each | Local | ZAR | 1 |  | 0 | 0 | 0
| 472 | CON-SNBD-CSKITEK9 | SHIP NEXT BUS DAYCisco Room Kit EQX Carbon Black | 1 | Each | Local | ZAR | 1 |  | 0 | 0 | 0
| 473 | CAB-EQX-SCREENS | HDMI to HDMI Cables, Left and Right, for EQX screens | 1 | Each | Local | ZAR | 1 |  | 0 | 0 | 0
| 474 | CS-DESKPRO-K9 | Cisco Desk Pro | 1 | Each | Local | ZAR | 1 |  | 0 | 0 | 0
| 475 | CON-SNBD-CS0YK9DE | SHIP NEXT BUS DAYCisco Webex Desk Pro | 1 | Each | Local | ZAR | 1 |  | 0 | 0 | 0
| 476 | CS-BRDP55-K9 | Cisco Board Pro 55 G2 | 1 | Each | Local | ZAR | 1 |  | 0 | 0 | 0
| 477 | CON-SNBD-CSBRDP5K | SHIP NEXT BUS DAYCisco Board Pro 55 G2 | 1 | Each | Local | ZAR | 1 |  | 0 | 0 | 0
| 478 | CS-T10-TS-L-K9 | Cisco Room Navigator Table Stand, First Light (White) | 1 | Each | Local | ZAR | 1 |  | 0 | 0 | 0
| 479 | CS-T10-WM-L-K9 | Cisco Room Navigator Wall Mount, First Light (White) | 1 | Each | Local | ZAR | 1 |  | 0 | 0 | 0
| 480 | CS-BRD55P-FS | Cisco Board Pro 55 Floor Stand | 1 | Each | Local | ZAR | 1 |  | 0 | 0 | 0
| 481 | CS-BRD55P-WUK | Cisco Board Pro 55 Wheel Upgrade Kit | 1 | Each | Local | ZAR | 1 |  | 0 | 0 | 0
| 482 | CS-BRDP-ACTSTYL | Cisco Board Pro Active Stylus Kit | 1 | Each | Local | ZAR | 1 |  | 0 | 0 | 0
| 483 | CS-BRDP75-K9 | Cisco Board Pro 75 G2 | 1 | Each | Local | ZAR | 1 |  | 0 | 0 | 0
| 484 | CON-SNBD-CSDP75K9 | SHIP NEXT BUS DAYCisco Board Pro 75 G2 | 1 | Each | Local | ZAR | 1 |  | 0 | 0 | 0
| 485 | CS-BRD75P-FS | Cisco Board Pro 75 Floor stand | 1 | Each | Local | ZAR | 1 |  | 0 | 0 | 0
| 486 | CS-BRD75P-WUK | Cisco Board Pro 75 Wheel Upgrade Kit | 1 | Each | Local | ZAR | 1 |  | 0 | 0 | 0
| 487 | CS-CODEC-EQ-K9 | Cisco Codec EQ - Stand Alone | 1 | Each | Local | ZAR | 1 |  | 0 | 0 | 0
| 488 | CON-SNBD-CSCOEECK | SHIP NEXT BUS DAYCisco Codec EQ Stand Alone | 1 | Each | Local | ZAR | 1 |  | 0 | 0 | 0
| 489 | CS-QUADCAM2 | Cisco Quad Camera, First Light (White) | 1 | Each | Local | ZAR | 1 |  | 0 | 0 | 0
| 490 | CON-SNBD-CSQUAD2C | SHIP NEXT BUS DAYCisco Quad Camera First Light White | 1 | Each | Local | ZAR | 1 |  | 0 | 0 | 0
| 491 | CS-CAM-RVPTZ-L | Cisco Room Vision PTZ Camera, Arctic White | 1 | Each | Local | ZAR | 1 |  | 0 | 0 | 0
| 492 | CON-SNBD-CSCAM1ZL | SHIP NEXT BUS DAY Cisco Room Vision PTZ Camera, Arctic Whi | 1 | Each | Local | ZAR | 1 |  | 0 | 0 | 0
| 493 | CS-QCAM-CAB-COV | Cable Cover for Quad Camera | 1 | Each | Local | ZAR | 1 |  | 0 | 0 | 0
| 494 | CS-CAM-RVPTZ-WBKL | Wall Bracket E RoomVision PTZCam - Arctic White | 1 | Each | Local | ZAR | 1 |  | 0 | 0 | 0
| 495 | CS-CODEC-EQ-WMK | Wall Mount Kit for Codec EQ | 1 | Each | Local | ZAR | 1 |  | 0 | 0 | 0
| 496 | CAB-PRES-2HDMI-GR | HDMI 1.4b Presentation cable (W/ REPEATER) 8M length | 1 | Each | Local | ZAR | 1 |  | 0 | 0 | 0
| 497 | CS-KITPRO-K9 | Cisco Room Kit Pro - Codec, Quad Cam, Navigator | 1 | Each | Local | ZAR | 1 |  | 0 | 0 | 0
| 498 | CON-SNBD-CS0CK9KI | SHIP NEXT BUS DAYRoom Kit Pro Codec Quad Cam Room Nav | 1 | Each | Local | ZAR | 1 |  | 0 | 0 | 0
| 499 | CS-CAM-PTZ4K | Pan-Tilt-Zoom 4K 20x Camera | 1 | Each | Local | ZAR | 1 |  | 0 | 0 | 0
| 500 | CON-SNBD-CS1F4KCA | SHIP NEXT BUS DAYPanTiltZoom 4K 20x camera | 1 | Each | Local | ZAR | 1 |  | 0 | 0 | 0
| 501 | CS-CPRO-WMK | Wall Mount Kit for Codec Pro | 1 | Each | Local | ZAR | 1 |  | 0 | 0 | 0
| 502 | CAB-ETH-3M-GR | Ethernet CAT5E Network Cable, 3M length | 1 | Each | Local | ZAR | 1 |  | 0 | 0 | 0
| 503 | CS-PTZ4K-BRKT | Bracket for wall mounting of PTZ 4K camera | 1 | Each | Local | ZAR | 1 |  | 0 | 0 | 0
| 504 | CS-PTZ4K-CLNGMNT | Bracket for ceiling mounting of PTZ 4K camera | 1 | Each | Local | ZAR | 1 |  | 0 | 0 | 0
| 505 | CS-KIT-EQ-Z-K9 | Cisco Room Kit EQ, Room Vision PTZ | 1 | Each | Local | ZAR | 1 |  | 0 | 0 | 0
| 506 | CON-SNBD-CSKITQK9 | STD 8X5XSNBD Cisco Room Kit EQ, Room Vision PTZ | 1 | Each | Local | ZAR | 1 |  | 0 | 0 | 0
| 507 | CAB-CAT5E-4M | Ethernet CAT5E Round Cable, 4M length | 1 | Each | Local | ZAR | 1 |  | 0 | 0 | 0
| 508 | CS-CODEC-PRO-K9 | Cisco Codec Pro - Stand Alone | 1 | Each | Local | ZAR | 1 |  | 0 | 0 | 0
| 509 | CON-SNBD-CS6KK9CO | SHIP NEXT BUS DAYCisco Webex Codec Pro Stand Alone Code | 1 | Each | Local | ZAR | 1 |  | 0 | 0 | 0
| 510 | CS-T10-TS-C-K9 | Cisco Room Navigator Table Stand, Carbon Black | 1 | Each | Local | ZAR | 1 |  | 0 | 0 | 0
| 511 | CON-SNBD-CST1SCK9 | SHIP NEXT BUS DAY Cisco Room Navigator-Table Stand, Carbon | 1 | Each | Local | ZAR | 1 |  | 0 | 0 | 0
| 512 | N/A | Software based video conferncing client - Any part number will be acceptable | 1 | Each | Local | ZAR | 1 |  | 0 | 0 | 0
[10 empty] | Sub Total |  | 0
Consolidated pricing
[7 empty] | Category |  |  |  |  | ZAR Price
[7 empty] | Cyber Security |  |  |  |  | 0
[7 empty] | Routers |  |  |  |  | 0
[7 empty] | SFP's |  |  |  |  | 0
[7 empty] | Management System |  |  |  |  | 0
[7 empty] | Servers |  |  |  |  | 0
[7 empty] | Voice |  |  |  |  | 0
[7 empty] | WiFi |  |  |  |  | 0
[7 empty] | Video Conferenceing |  |  |  |  | 0
[7 empty] | Grand Total |  |  |  |  | 0
TABLE 1: PRICING ASSUMPTIONS (INCLUDE ANY PRICING ASSUMPTIONS USED TO DETERMINE THE PRICES). PROVIDE PRICING ADJUSTMENT FORMULAS TO BE USED, CLEARLY REFERENCE THE IMPACTED ITEM NUMBERS

## 2- Hardware and OEM fees - IT
Pricing Schedule : Network Hardware - Eskom Group Technology
VENDOR NAME
IMPORTANT NOTES
All cells highlighted in GREEN must be completed
Quoted prices MUST be in ZAR, EXCLUDING VAT and ESCALATIONS
Prices MUST be quoted based on the SCOPE provided
If any replacements of the issued equipment were done due to EOS, they must be supported by OEM recommendations
Select the currency from the CURRENCY drop-down list in COLUMN "H"
NB: Capture the applicable Currency, ROE and ROE Published Date on the "Currency sheet".
The adjustments for prevailing rates and the basis for future price adjustments will be determined at time of contracting.
Exchange rate variations may not be claimed for the local mark-up in the pricing structure
Provide pricing assumptions used to determine the quoted prices. Also provide the proposed PRICING ADJUSTMENT formulas in Table 1
Provide the relevant Unit Rates based on the SLIDING SCALE IN Columns AK to AT.
All Prices must be exclusive of VAT
8 X 5 NBD OEM Support to be qouted for all offered equipment
Unit prices
Category | No. | Part Number | Description | Total Estimated Quantity | Unit charge | CURRENCY |  |  | Unit Price in Nominated Currency | Unit Price in ZAR | Total [Nominated Currency] | Total in ZAR
DC-ACI |  |  | APIC
| 1 | APIC-CLUSTER-L4 | APIC Cluster - Large Configurations (> 1200 Edge Ports) | 3 | Each | Local | ZAR | 1 |  | 0 | 0 | 0
| 2 | CON-L1SNB-APICCLU1 | ENH 8X5XSNBD APIC Cluster Large | 3 | Each | Local | ZAR | 1 |  | 0 | 0 | 0
| 3 | DCN-AI | Select if this product will be used for AI ML Applications | 3 | Each | Local | ZAR | 1 |  | 0 | 0 | 0
| 4 | APIC-SERVER-L4 | APIC Appliance - Large Config. (> 1200 Edge Ports) | 3 | Each | Local | ZAR | 1 |  | 0 | 0 | 0
| 5 | APIC-DK9-6.0 | APIC Base Software Release 6.0 | 3 | Each | Local | ZAR | 1 |  | 0 | 0 | 0
| 6 | CAB-C13-C14-2M | Power Cord Jumper, C13-C14 Connectors, 2 Meter Length | 6 | Each | Local | ZAR | 1 |  | 0 | 0 | 0
| 7 | APIC-PCIE-C25Q-04 | Cisco APIC VIC 1455 Quad Port 10/25G SFP28 CNA PCIE | 3 | Each | Local | ZAR | 1 |  | 0 | 0 | 0
| 8 | APIC-CPU-A7443P | AMD 2.8GHz 7443P 200W 24C/128MB Cache DDR4 3200MHz | 3 | Each | Local | ZAR | 1 |  | 0 | 0 | 0
| 9 | CIMC-LATEST | IMC SW (Recommended) latest release for C-Series Servers. | 3 | Each | Local | ZAR | 1 |  | 0 | 0 | 0
| 10 | APIC-M2-HWRAID | Cisco Boot optimized M.2 Raid controller | 3 | Each | Local | ZAR | 1 |  | 0 | 0 | 0
| 11 | APIC-BBLKD | APIC SSD drive blanking panel | 24 | Each | Local | ZAR | 1 |  | 0 | 0 | 0
| 12 | APIC-MR-X32G2RW | 32GB RDIMM DRx4 3200 (8Gb) | 18 | Each | Local | ZAR | 1 |  | 0 | 0 | 0
| 13 | APIC-PSU1-1050W | 1050 W power supply for USC C-Series | 3 | Each | Local | ZAR | 1 |  | 0 | 0 | 0
| 14 | APIC-TPM2-002B-C | Trusted Platform Module2.0 APIC server(FIPS 140-2 Compliant) | 3 | Each | Local | ZAR | 1 |  | 0 | 0 | 0
| 15 | APIC-OCP3-KIT | APIC C2XX OCP 3.0 Interposer W/Mech Assy | 3 | Each | Local | ZAR | 1 |  | 0 | 0 | 0
| 16 | APIC-O-ID10GC | APIC Intel X710T2LOCPV3G1L 2x10GbE RJ45 OCP3.0 NIC | 3 | Each | Local | ZAR | 1 |  | 0 | 0 | 0
| 17 | APIC-RAID-220M6 | Cisco 12G SAS RAID Controller w/4GB FBWC (16 Drv) w/1U Brkt | 3 | Each | Local | ZAR | 1 |  | 0 | 0 | 0
| 18 | APIC-M2-240G | 240GB SATA M.2 | 3 | Each | Local | ZAR | 1 |  | 0 | 0 | 0
| 19 | APIC-SD480GBM3X-EP | 480GB 2.5in Enterprise Performance 6GSATA SSD(3X endurance) | 3 | Each | Local | ZAR | 1 |  | 0 | 0 | 0
| 20 | APIC-NVB1T6O1PM6 | 1.6TB 2.5in U.2 15mm Solidigm P5620 Hg Perf Hg End 3X NVMe | 3 | Each | Local | ZAR | 1 |  | 0 | 0 | 0
| 21 | APIC-PSU1-1050W | 1050 W power supply for USC C-Series | 3 | Each | Local | ZAR | 1 |  | 0 | 0 | 0
| 22 | APIC-SERVER-L4 | APIC Appliance - Large Config. (> 1200 Edge Ports) | 3 | Each | Local | ZAR | 1 |  | 0 | 0 | 0
| 23 | APIC-DK9-6.0 | APIC Base Software Release 6.0 | 3 | Each | Local | ZAR | 1 |  | 0 | 0 | 0
| 24 | CAB-C13-C14-2M | Power Cord Jumper, C13-C14 Connectors, 2 Meter Length | 6 | Each | Local | ZAR | 1 |  | 0 | 0 | 0
| 25 | APIC-PCIE-C25Q-04 | Cisco APIC VIC 1455 Quad Port 10/25G SFP28 CNA PCIE | 3 | Each | Local | ZAR | 1 |  | 0 | 0 | 0
| 26 | APIC-CPU-A7443P | AMD 2.8GHz 7443P 200W 24C/128MB Cache DDR4 3200MHz | 3 | Each | Local | ZAR | 1 |  | 0 | 0 | 0
| 27 | CIMC-LATEST | IMC SW (Recommended) latest release for C-Series Servers. | 3 | Each | Local | ZAR | 1 |  | 0 | 0 | 0
| 28 | APIC-M2-HWRAID | Cisco Boot optimized M.2 Raid controller | 3 | Each | Local | ZAR | 1 |  | 0 | 0 | 0
| 29 | APIC-BBLKD | APIC SSD drive blanking panel | 24 | Each | Local | ZAR | 1 |  | 0 | 0 | 0
| 30 | APIC-MR-X32G2RW | 32GB RDIMM DRx4 3200 (8Gb) | 18 | Each | Local | ZAR | 1 |  | 0 | 0 | 0
| 31 | APIC-PSU1-1050W | 1050 W power supply for USC C-Series | 3 | Each | Local | ZAR | 1 |  | 0 | 0 | 0
| 32 | APIC-TPM2-002B-C | Trusted Platform Module2.0 APIC server(FIPS 140-2 Compliant) | 3 | Each | Local | ZAR | 1 |  | 0 | 0 | 0
| 33 | APIC-OCP3-KIT | APIC C2XX OCP 3.0 Interposer W/Mech Assy | 3 | Each | Local | ZAR | 1 |  | 0 | 0 | 0
| 34 | APIC-O-ID10GC | APIC Intel X710T2LOCPV3G1L 2x10GbE RJ45 OCP3.0 NIC | 3 | Each | Local | ZAR | 1 |  | 0 | 0 | 0
| 35 | APIC-RAID-220M6 | Cisco 12G SAS RAID Controller w/4GB FBWC (16 Drv) w/1U Brkt | 3 | Each | Local | ZAR | 1 |  | 0 | 0 | 0
| 36 | APIC-M2-240G | 240GB SATA M.2 | 3 | Each | Local | ZAR | 1 |  | 0 | 0 | 0
| 37 | APIC-SD480GBM3X-EP | 480GB 2.5in Enterprise Performance 6GSATA SSD(3X endurance) | 3 | Each | Local | ZAR | 1 |  | 0 | 0 | 0
| 38 | APIC-NVB1T6O1PM6 | 1.6TB 2.5in U.2 15mm Solidigm P5620 Hg Perf Hg End 3X NVMe | 3 | Each | Local | ZAR | 1 |  | 0 | 0 | 0
| 39 | APIC-PSU1-1050W | 1050 W power supply for USC C-Series | 3 | Each | Local | ZAR | 1 |  | 0 | 0 | 0
| 40 | APIC-SERVER-L4 | APIC Appliance - Large Config. (> 1200 Edge Ports) | 3 | Each | Local | ZAR | 1 |  | 0 | 0 | 0
| 41 | APIC-DK9-6.0 | APIC Base Software Release 6.0 | 3 | Each | Local | ZAR | 1 |  | 0 | 0 | 0
| 42 | CAB-C13-C14-2M | Power Cord Jumper, C13-C14 Connectors, 2 Meter Length | 6 | Each | Local | ZAR | 1 |  | 0 | 0 | 0
| 43 | APIC-PCIE-C25Q-04 | Cisco APIC VIC 1455 Quad Port 10/25G SFP28 CNA PCIE | 3 | Each | Local | ZAR | 1 |  | 0 | 0 | 0
| 44 | APIC-CPU-A7443P | AMD 2.8GHz 7443P 200W 24C/128MB Cache DDR4 3200MHz | 3 | Each | Local | ZAR | 1 |  | 0 | 0 | 0
| 45 | CIMC-LATEST | IMC SW (Recommended) latest release for C-Series Servers. | 3 | Each | Local | ZAR | 1 |  | 0 | 0 | 0
| 46 | APIC-M2-HWRAID | Cisco Boot optimized M.2 Raid controller | 3 | Each | Local | ZAR | 1 |  | 0 | 0 | 0
| 47 | APIC-BBLKD | APIC SSD drive blanking panel | 24 | Each | Local | ZAR | 1 |  | 0 | 0 | 0
| 48 | APIC-MR-X32G2RW | 32GB RDIMM DRx4 3200 (8Gb) | 18 | Each | Local | ZAR | 1 |  | 0 | 0 | 0
| 49 | APIC-PSU1-1050W | 1050 W power supply for USC C-Series | 3 | Each | Local | ZAR | 1 |  | 0 | 0 | 0
| 50 | APIC-TPM2-002B-C | Trusted Platform Module2.0 APIC server(FIPS 140-2 Compliant) | 3 | Each | Local | ZAR | 1 |  | 0 | 0 | 0
| 51 | APIC-OCP3-KIT | APIC C2XX OCP 3.0 Interposer W/Mech Assy | 3 | Each | Local | ZAR | 1 |  | 0 | 0 | 0
| 52 | APIC-O-ID10GC | APIC Intel X710T2LOCPV3G1L 2x10GbE RJ45 OCP3.0 NIC | 3 | Each | Local | ZAR | 1 |  | 0 | 0 | 0
| 53 | APIC-RAID-220M6 | Cisco 12G SAS RAID Controller w/4GB FBWC (16 Drv) w/1U Brkt | 3 | Each | Local | ZAR | 1 |  | 0 | 0 | 0
| 54 | APIC-M2-240G | 240GB SATA M.2 | 3 | Each | Local | ZAR | 1 |  | 0 | 0 | 0
| 55 | APIC-SD480GBM3X-EP | 480GB 2.5in Enterprise Performance 6GSATA SSD(3X endurance) | 3 | Each | Local | ZAR | 1 |  | 0 | 0 | 0
| 56 | APIC-NVB1T6O1PM6 | 1.6TB 2.5in U.2 15mm Solidigm P5620 Hg Perf Hg End 3X NVMe | 3 | Each | Local | ZAR | 1 |  | 0 | 0 | 0
| 57 | APIC-PSU1-1050W | 1050 W power supply for USC C-Series | 3 | Each | Local | ZAR | 1 |  | 0 | 0 | 0
[10 empty] | Sub Total |  | 0
DC-Nexus Dashboard |  |  | Nexus Dashboard
| 58 | ND-CLUSTER-L4 | Nexus Dashboard Cluster - Performance | 2 | Each | Local | ZAR | 1 |  | 0 | 0 | 0
| 59 | CON-L1SNB-NDCLUSTE | ENH 8X5XSNBD Nexus Dashboard Clus | 2 | Each | Local | ZAR | 1 |  | 0 | 0 | 0
| 60 | DCN-OTHER | Select if this product will NOT be used for AI Applications | 2 | Each | Local | ZAR | 1 |  | 0 | 0 | 0
| 61 | ND-NODE-L4 | Nexus Dashboard Node | 2 | Each | Local | ZAR | 1 |  | 0 | 0 | 0
| 62 | ND-UNI-DK9-4.1 | Nexus Dashboard Software Release 4.1 | 2 | Each | Local | ZAR | 1 |  | 0 | 0 | 0
| 63 | CAB-C13-C14-2M | Power Cord Jumper, C13-C14 Connectors, 2 Meter Length | 4 | Each | Local | ZAR | 1 |  | 0 | 0 | 0
| 64 | APIC-PCIE-C25Q-04 | Cisco APIC VIC 1455 Quad Port 10/25G SFP28 CNA PCIE | 2 | Each | Local | ZAR | 1 |  | 0 | 0 | 0
| 65 | APIC-CPU-A7443P | AMD 2.8GHz 7443P 200W 24C/128MB Cache DDR4 3200MHz | 2 | Each | Local | ZAR | 1 |  | 0 | 0 | 0
| 66 | CIMC-LATEST | IMC SW (Recommended) latest release for C-Series Servers. | 2 | Each | Local | ZAR | 1 |  | 0 | 0 | 0
| 67 | APIC-M2-HWRAID | Cisco Boot optimized M.2 Raid controller | 2 | Each | Local | ZAR | 1 |  | 0 | 0 | 0
| 68 | APIC-BBLKD | APIC SSD drive blanking panel | 8 | Each | Local | ZAR | 1 |  | 0 | 0 | 0
| 69 | APIC-MR-X32G2RW | 32GB RDIMM DRx4 3200 (8Gb) | 16 | Each | Local | ZAR | 1 |  | 0 | 0 | 0
| 70 | APIC-PSU1-1050W | 1050 W power supply for USC C-Series | 2 | Each | Local | ZAR | 1 |  | 0 | 0 | 0
| 71 | APIC-TPM2-002B-C | Trusted Platform Module2.0 APIC server(FIPS 140-2 Compliant) | 2 | Each | Local | ZAR | 1 |  | 0 | 0 | 0
| 72 | APIC-OCP3-KIT | APIC C2XX OCP 3.0 Interposer W/Mech Assy | 2 | Each | Local | ZAR | 1 |  | 0 | 0 | 0
| 73 | APIC-O-ID10GC | APIC Intel X710T2LOCPV3G1L 2x10GbE RJ45 OCP3.0 NIC | 2 | Each | Local | ZAR | 1 |  | 0 | 0 | 0
| 74 | APIC-RAID-220M6 | Cisco 12G SAS RAID Controller w/4GB FBWC (16 Drv) w/1U Brkt | 2 | Each | Local | ZAR | 1 |  | 0 | 0 | 0
| 75 | APIC-HD24TB10K4KN | 2.4 TB 12G SAS 10K RPM SFF HDD (4K) | 8 | Each | Local | ZAR | 1 |  | 0 | 0 | 0
| 76 | APIC-M2-240G | 240GB SATA M.2 | 2 | Each | Local | ZAR | 1 |  | 0 | 0 | 0
| 77 | APIC-SDB960OA1PM6 | 960GB 2.5in 15mm Solidigm S4620 Enter Perf 6G SATA 3X SSD | 2 | Each | Local | ZAR | 1 |  | 0 | 0 | 0
| 78 | APIC-NVB1T6O1PM6 | 1.6TB 2.5in U.2 15mm Solidigm P5620 Hg Perf Hg End 3X NVMe | 2 | Each | Local | ZAR | 1 |  | 0 | 0 | 0
| 79 | APIC-PSU1-1050W | 1050 W power supply for USC C-Series | 2 | Each | Local | ZAR | 1 |  | 0 | 0 | 0
| 80 | ND-NODE-L4 | Nexus Dashboard Node | 2 | Each | Local | ZAR | 1 |  | 0 | 0 | 0
| 81 | ND-UNI-DK9-4.1 | Nexus Dashboard Software Release 4.1 | 2 | Each | Local | ZAR | 1 |  | 0 | 0 | 0
| 82 | CAB-C13-C14-2M | Power Cord Jumper, C13-C14 Connectors, 2 Meter Length | 4 | Each | Local | ZAR | 1 |  | 0 | 0 | 0
| 83 | APIC-PCIE-C25Q-04 | Cisco APIC VIC 1455 Quad Port 10/25G SFP28 CNA PCIE | 2 | Each | Local | ZAR | 1 |  | 0 | 0 | 0
| 84 | APIC-CPU-A7443P | AMD 2.8GHz 7443P 200W 24C/128MB Cache DDR4 3200MHz | 2 | Each | Local | ZAR | 1 |  | 0 | 0 | 0
| 85 | CIMC-LATEST | IMC SW (Recommended) latest release for C-Series Servers. | 2 | Each | Local | ZAR | 1 |  | 0 | 0 | 0
| 86 | APIC-M2-HWRAID | Cisco Boot optimized M.2 Raid controller | 2 | Each | Local | ZAR | 1 |  | 0 | 0 | 0
| 87 | APIC-BBLKD | APIC SSD drive blanking panel | 8 | Each | Local | ZAR | 1 |  | 0 | 0 | 0
| 88 | APIC-MR-X32G2RW | 32GB RDIMM DRx4 3200 (8Gb) | 16 | Each | Local | ZAR | 1 |  | 0 | 0 | 0
| 89 | APIC-PSU1-1050W | 1050 W power supply for USC C-Series | 2 | Each | Local | ZAR | 1 |  | 0 | 0 | 0
| 90 | APIC-TPM2-002B-C | Trusted Platform Module2.0 APIC server(FIPS 140-2 Compliant) | 2 | Each | Local | ZAR | 1 |  | 0 | 0 | 0
| 91 | APIC-OCP3-KIT | APIC C2XX OCP 3.0 Interposer W/Mech Assy | 2 | Each | Local | ZAR | 1 |  | 0 | 0 | 0
| 92 | APIC-O-ID10GC | APIC Intel X710T2LOCPV3G1L 2x10GbE RJ45 OCP3.0 NIC | 2 | Each | Local | ZAR | 1 |  | 0 | 0 | 0
| 93 | APIC-RAID-220M6 | Cisco 12G SAS RAID Controller w/4GB FBWC (16 Drv) w/1U Brkt | 2 | Each | Local | ZAR | 1 |  | 0 | 0 | 0
| 94 | APIC-HD24TB10K4KN | 2.4 TB 12G SAS 10K RPM SFF HDD (4K) | 8 | Each | Local | ZAR | 1 |  | 0 | 0 | 0
| 95 | APIC-M2-240G | 240GB SATA M.2 | 2 | Each | Local | ZAR | 1 |  | 0 | 0 | 0
| 96 | APIC-SDB960OA1PM6 | 960GB 2.5in 15mm Solidigm S4620 Enter Perf 6G SATA 3X SSD | 2 | Each | Local | ZAR | 1 |  | 0 | 0 | 0
| 97 | APIC-NVB1T6O1PM6 | 1.6TB 2.5in U.2 15mm Solidigm P5620 Hg Perf Hg End 3X NVMe | 2 | Each | Local | ZAR | 1 |  | 0 | 0 | 0
| 98 | APIC-PSU1-1050W | 1050 W power supply for USC C-Series | 2 | Each | Local | ZAR | 1 |  | 0 | 0 | 0
| 99 | ND-NODE-L4 | Nexus Dashboard Node | 2 | Each | Local | ZAR | 1 |  | 0 | 0 | 0
| 100 | ND-UNI-DK9-4.1 | Nexus Dashboard Software Release 4.1 | 2 | Each | Local | ZAR | 1 |  | 0 | 0 | 0
| 101 | CAB-C13-C14-2M | Power Cord Jumper, C13-C14 Connectors, 2 Meter Length | 4 | Each | Local | ZAR | 1 |  | 0 | 0 | 0
| 102 | APIC-PCIE-C25Q-04 | Cisco APIC VIC 1455 Quad Port 10/25G SFP28 CNA PCIE | 2 | Each | Local | ZAR | 1 |  | 0 | 0 | 0
| 103 | APIC-CPU-A7443P | AMD 2.8GHz 7443P 200W 24C/128MB Cache DDR4 3200MHz | 2 | Each | Local | ZAR | 1 |  | 0 | 0 | 0
| 104 | CIMC-LATEST | IMC SW (Recommended) latest release for C-Series Servers. | 2 | Each | Local | ZAR | 1 |  | 0 | 0 | 0
| 105 | APIC-M2-HWRAID | Cisco Boot optimized M.2 Raid controller | 2 | Each | Local | ZAR | 1 |  | 0 | 0 | 0
| 106 | APIC-BBLKD | APIC SSD drive blanking panel | 8 | Each | Local | ZAR | 1 |  | 0 | 0 | 0
| 107 | APIC-MR-X32G2RW | 32GB RDIMM DRx4 3200 (8Gb) | 16 | Each | Local | ZAR | 1 |  | 0 | 0 | 0
| 108 | APIC-PSU1-1050W | 1050 W power supply for USC C-Series | 2 | Each | Local | ZAR | 1 |  | 0 | 0 | 0
| 109 | APIC-TPM2-002B-C | Trusted Platform Module2.0 APIC server(FIPS 140-2 Compliant) | 2 | Each | Local | ZAR | 1 |  | 0 | 0 | 0
| 110 | APIC-OCP3-KIT | APIC C2XX OCP 3.0 Interposer W/Mech Assy | 2 | Each | Local | ZAR | 1 |  | 0 | 0 | 0
| 111 | APIC-O-ID10GC | APIC Intel X710T2LOCPV3G1L 2x10GbE RJ45 OCP3.0 NIC | 2 | Each | Local | ZAR | 1 |  | 0 | 0 | 0
| 112 | APIC-RAID-220M6 | Cisco 12G SAS RAID Controller w/4GB FBWC (16 Drv) w/1U Brkt | 2 | Each | Local | ZAR | 1 |  | 0 | 0 | 0
| 113 | APIC-HD24TB10K4KN | 2.4 TB 12G SAS 10K RPM SFF HDD (4K) | 8 | Each | Local | ZAR | 1 |  | 0 | 0 | 0
| 114 | APIC-M2-240G | 240GB SATA M.2 | 2 | Each | Local | ZAR | 1 |  | 0 | 0 | 0
| 115 | APIC-SDB960OA1PM6 | 960GB 2.5in 15mm Solidigm S4620 Enter Perf 6G SATA 3X SSD | 2 | Each | Local | ZAR | 1 |  | 0 | 0 | 0
| 116 | APIC-NVB1T6O1PM6 | 1.6TB 2.5in U.2 15mm Solidigm P5620 Hg Perf Hg End 3X NVMe | 2 | Each | Local | ZAR | 1 |  | 0 | 0 | 0
| 117 | APIC-PSU1-1050W | 1050 W power supply for USC C-Series | 2 | Each | Local | ZAR | 1 |  | 0 | 0 | 0
Nexus Dashboard Licence
| 118 | C1-N9K-ADD-T | Cisco DCN Subscription for Nexus 9000 - CHOOSE QTY 1 HERE | 100 | Each | Local | ZAR | 1 |  | 0 | 0 | 0
| 119 | SW-OTHER | Select if this product will NOT be used for AI Applications | 100 | Each | Local | ZAR | 1 |  | 0 | 0 | 0
| 120 | C1P1TN9300XF3-5Y | DCN Premier Term N9300 XF3, 5Y | 1 | Each | Local | ZAR | 1 |  | 0 | 0 | 0
| 121 | SVS-L1N9KP-XF3-5Y | Cisco Support Enhanced for DCN Premier Term N9300 XF3, 5Y | 1 | Each | Local | ZAR | 1 |  | 0 | 0 | 0
| 122 | C1P1TN9300XF2-5Y | DCN Premier Term N9300 XF2, 5Y | 6 | Each | Local | ZAR | 1 |  | 0 | 0 | 0
| 123 | SVS-L1N9KP-XF2-5Y | Cisco Support Enhanced for DCN Premier Term N9300 XF2, 5Y | 6 | Each | Local | ZAR | 1 |  | 0 | 0 | 0
| 124 | C1P1TN9300GF-5Y | DCN Premier Term N9300 GF, 5Y | 1 | Each | Local | ZAR | 1 |  | 0 | 0 | 0
| 125 | SVS-L1N9KP-GF-5Y | Cisco Support Enhanced for DCN Premier Term N9300 GF, 5Y | 1 | Each | Local | ZAR | 1 |  | 0 | 0 | 0
| 126 | C1P1TN9300XF-5Y | DCN Premier Term N9300 XF, 5Y | 100 | Each | Local | ZAR | 1 |  | 0 | 0 | 0
| 127 | SVS-L1N9KP-XF-5Y | Cisco Support Enhanced for DCN Premier Term N9300 XF, 5Y | 100 | Each | Local | ZAR | 1 |  | 0 | 0 | 0
| 128 | C1P1TN9800M4-5Y | DCN Premier Term N9800 Modular 4 slot, 5Y | 1 | Each | Local | ZAR | 1 |  | 0 | 0 | 0
| 129 | SVS-L1N9KP-DM4-5Y | Cisco Support Enhanced for DCN Premier Term N9800 DM4, 5Y | 1 | Each | Local | ZAR | 1 |  | 0 | 0 | 0
| 130 | C1P1TN9400CM8-5Y | DCN Premier Term Centralized Modular 8 slot, 5Y | 4 | Each | Local | ZAR | 1 |  | 0 | 0 | 0
| 131 | SVS-L1N9KP-CM8-5Y | Cisco Support Enhanced for DCN Premier Term N9500 CM8, 5Y | 4 | Each | Local | ZAR | 1 |  | 0 | 0 | 0
| 132 | C1P1TN9800M8-5Y | DCN Premier Term N9800 Modular 8 slot, 5Y | 1 | Each | Local | ZAR | 1 |  | 0 | 0 | 0
| 133 | SVS-L1N9KP-DM8-5Y | Cisco Support Enhanced for DCN Premier Term N9800 DM8, 5Y | 1 | Each | Local | ZAR | 1 |  | 0 | 0 | 0
[10 empty] | Sub Total |  | 0
DC-Switching |  |  | Data Center Switches
| 134 | N9K-C9508-FM-E2= | Fabric Module for N9508 with 100G support, ACI and NX-OS | 1 | Each | Local | ZAR | 1 |  | 0 | 0 | 0
| 135 | N9K-SUP-A+= | Supervisor for Nexus 9500 | 1 | Each | Local | ZAR | 1 |  | 0 | 0 | 0
| 136 | DCN-OTHER | Select if this product will NOT be used for AI Applications | 1 | Each | Local | ZAR | 1 |  | 0 | 0 | 0
| 137 | ACI-N9KDK9-16.0 | Nexus 9500 or 9300 ACI Base Software NX-OS Rel 16.0 | 1 | Each | Local | ZAR | 1 |  | 0 | 0 | 0
| 138 | N9K-X9736C-FX= | Nexus 9500 36p 100G NX-OS Agg, ACI Spine, MACSec line card | 12 | Each | Local | ZAR | 1 |  | 0 | 0 | 0
| 139 | DCN-OTHER | Select if this product will NOT be used for AI Applications | 1 | Each | Local | ZAR | 1 |  | 0 | 0 | 0
| 140 | N9K-PAC-3000W-B= | Nexus 9500 3000W AC PS, Port-side Intake | 10 | Each | Local | ZAR | 1 |  | 0 | 0 | 0
| 141 | CAB-9K16A-SA | Power Cord 250VAC 16A, S Africa, Src Plug EL 208, SABS 164-1 | 10 | Each | Local | ZAR | 1 |  | 0 | 0 | 0
| 142 | N9K-C93180YC-FX3 | Nexus 9300 48p 1/10/25G, 6p 40/100G, MACsec,SyncE | 50 | Each | Local | ZAR | 1 |  | 0 | 0 | 0
| 143 | CON-L1NCD-N9KC93X3 | CX LEVEL 1 8X7NCD Nexus 9300 48p 1/10/25G, 6p 40/100G, MACse | 50 | Each | Local | ZAR | 1 |  | 0 | 0 | 0
| 144 | NXK-AF-PI | Dummy PID for Airflow Selection Port-side Intake | 50 | Each | Local | ZAR | 1 |  | 0 | 0 | 0
| 145 | MODE-ACI-LEAF | Mode selection between ACI and NXOS | 50 | Each | Local | ZAR | 1 |  | 0 | 0 | 0
| 146 | ACI-N9KDK9-16.0 | Nexus 9500 or 9300 ACI Base Software NX-OS Rel 16.0 | 50 | Each | Local | ZAR | 1 |  | 0 | 0 | 0
| 147 | NXK-ACC-KIT-1RU | Nexus 3K/9K Fixed Accessory Kit, 1RU front and rear removal | 50 | Each | Local | ZAR | 1 |  | 0 | 0 | 0
| 148 | NXA-FAN-35CFM-PI | Nexus Fan, 35CFM, port side intake airflow | 200 | Each | Local | ZAR | 1 |  | 0 | 0 | 0
| 149 | NXK-MEM-16GB | Additional memory of 16GB for Nexus Switches | 50 | Each | Local | ZAR | 1 |  | 0 | 0 | 0
| 150 | NXA-PAC-650W-PI | Nexus NEBs AC 650W PSU - Port Side Intake | 100 | Each | Local | ZAR | 1 |  | 0 | 0 | 0
| 151 | CAB-250V-10A-ID | AC Power Cord - 250V, 10A , India | 100 | Each | Local | ZAR | 1 |  | 0 | 0 | 0
| 152 | DCN-OTHER | Select if this product will NOT be used for AI Applications | 50 | Each | Local | ZAR | 1 |  | 0 | 0 | 0
| 153 | SW-OTHER | Select if this product will NOT be used for AI Applications | 50 | Each | Local | ZAR | 1 |  | 0 | 0 | 0
| 154 | C1P1TN9300XF-5Y | DCN Premier Term N9300 XF, 5Y | 50 | Each | Local | ZAR | 1 |  | 0 | 0 | 0
| 155 | SVS-L1N9KP-XF-5Y | Cisco Support Enhanced for DCN Premier Term N9300 XF, 5Y | 50 | Each | Local | ZAR | 1 |  | 0 | 0 | 0
| 156 | N9K-C93108TC-FX3P | Nexus 9300 48x 100M/1/2.5/5/10GT, 6x 100G Switch | 20 | Each | Local | ZAR | 1 |  | 0 | 0 | 0
| 157 | CON-L1NCD-N9KC931 | CX LEVEL 1 8X7NCD 10 48x 100M/1/2.5/5/10GT 6x 100G | 20 | Each | Local | ZAR | 1 |  | 0 | 0 | 0
| 158 | NXK-AF-PI | Dummy PID for Airflow Selection Port-side Intake | 20 | Each | Local | ZAR | 1 |  | 0 | 0 | 0
| 159 | MODE-ACI-LEAF | Mode selection between ACI and NXOS | 20 | Each | Local | ZAR | 1 |  | 0 | 0 | 0
| 160 | ACI-N9KDK9-16.0 | Nexus 9500 or 9300 ACI Base Software NX-OS Rel 16.0 | 20 | Each | Local | ZAR | 1 |  | 0 | 0 | 0
| 161 | NXK-ACC-KIT-1RU | Nexus 3K/9K Fixed Accessory Kit, 1RU front and rear removal | 20 | Each | Local | ZAR | 1 |  | 0 | 0 | 0
| 162 | NXA-FAN-35CFM-PI | Nexus Fan, 35CFM, port side intake airflow | 80 | Each | Local | ZAR | 1 |  | 0 | 0 | 0
| 163 | NXK-MEM-16GB | Additional memory of 16GB for Nexus Switches | 20 | Each | Local | ZAR | 1 |  | 0 | 0 | 0
| 164 | NXA-PAC-1100W-PI | Nexus PoE AC 1100W PSU - Port Side Intake | 40 | Each | Local | ZAR | 1 |  | 0 | 0 | 0
| 165 | CAB-TA-IN | India AC Type A Power Cable | 40 | Each | Local | ZAR | 1 |  | 0 | 0 | 0
| 166 | DCN-AI | Select if this product will be used for AI ML Applications | 20 | Each | Local | ZAR | 1 |  | 0 | 0 | 0
| 167 | SW-AI | Select if this product will be used for AI ML Applications | 20 | Each | Local | ZAR | 1 |  | 0 | 0 | 0
| 168 | SVS-L1N9KP-XF-5Y | Cisco Support Enhanced for DCN Premier Term N9300 XF, 5Y | 20 | Each | Local | ZAR | 1 |  | 0 | 0 | 0
| 169 | N9K-C9348GC-FXP | Nexus 9300 with 48p 100M/1GT, 4p 10/25G & 2p 40/100G QSFP28 | 100 | Each | Local | ZAR | 1 |  | 0 | 0 | 0
| 170 | CON-L1NCD-N9348F | CX LEVEL 1 8X7NCD Nexus 9300 with 48p 100M/1GT, 4p 10/25G | 100 | Each | Local | ZAR | 1 |  | 0 | 0 | 0
| 171 | NXK-ACC-KIT-1RU | Nexus 3K/9K Fixed Accessory Kit, 1RU front and rear removal | 100 | Each | Local | ZAR | 1 |  | 0 | 0 | 0
| 172 | MODE-ACI-LEAF | Mode selection between ACI and NXOS | 100 | Each | Local | ZAR | 1 |  | 0 | 0 | 0
| 173 | NXA-FAN-30CFM-B | Nexus Fan, 30CFM, port side intake airflow | 300 | Each | Local | ZAR | 1 |  | 0 | 0 | 0
| 174 | NXK-AF-PI | Dummy PID for Airflow Selection Port-side Intake | 100 | Each | Local | ZAR | 1 |  | 0 | 0 | 0
| 175 | NXA-PAC-350W-PI | Nexus NEBs AC 350W PSU - Port Side Intake | 200 | Each | Local | ZAR | 1 |  | 0 | 0 | 0
| 176 | NO-POWER-CORD | ECO friendly green option, no power cable will be shipped | 200 | Each | Local | ZAR | 1 |  | 0 | 0 | 0
| 177 | DCN-AI | Select if this product will be used for AI ML Applications | 100 | Each | Local | ZAR | 1 |  | 0 | 0 | 0
| 178 | ACI-N9KDK9-16.0 | Nexus 9500 or 9300 ACI Base Software NX-OS Rel 16.0 | 100 | Each | Local | ZAR | 1 |  | 0 | 0 | 0
| 179 | SVS-B-N9K-PR-GF | EMBEDDED SOLN SUPPORT SWSS FOR NEXUS 9K | 100 | Each | Local | ZAR | 1 |  | 0 | 0 | 0
| 180 | DCN-ADOPT-BAS | Nexus(DCN) - Virtual adopt session http://cs.co/requestCSS | 100 | Each | Local | ZAR | 1 |  | 0 | 0 | 0
| 181 | SW-AI | Select if this product will be used for AI ML Applications | 100 | Each | Local | ZAR | 1 |  | 0 | 0 | 0
| 182 | C1P1TN9300GF-5Y | DCN Premier Term N9300 GF, 5Y | 100 | Each | Local | ZAR | 1 |  | 0 | 0 | 0
| 183 | N9K-C9504 | Nexus 9504 Chassis with 4 linecard slots | 6 | Each | Local | ZAR | 1 |  | 0 | 0 | 0
| 184 | CON-L1NCD-N9504 | CX LEVEL 1 8X7NCD Nexus 9504 Chassis with 4 linecard slots | 6 | Each | Local | ZAR | 1 |  | 0 | 0 | 0
| 185 | N9K-C9500-ACK | Nexus 9500 Accessory Kit | 6 | Each | Local | ZAR | 1 |  | 0 | 0 | 0
| 186 | MODE-ACI-SPINE | Mode selection between ACI and NXOS | 6 | Each | Local | ZAR | 1 |  | 0 | 0 | 0
| 187 | N9K-PUV-3000W-B | Nexus 9500 3000W Universal PS, Port-side Intake | 24 | Each | Local | ZAR | 1 |  | 0 | 0 | 0
| 188 | CAB-AC-16A-SG-SA | SOUTH AFRICA EL/Saf-D-Grid 250VAC 16A | 24 | Each | Local | ZAR | 1 |  | 0 | 0 | 0
| 189 | DCN-OTHER | Select if this product will NOT be used for AI Applications | 6 | Each | Local | ZAR | 1 |  | 0 | 0 | 0
| 190 | N9K-SC-A | System Controller for Nexus 9500 | 12 | Each | Local | ZAR | 1 |  | 0 | 0 | 0
| 191 | N9K-C9504-RMK | Nexus 9504 Rack Mount Kit | 6 | Each | Local | ZAR | 1 |  | 0 | 0 | 0
| 192 | DCN-ADOPT-BAS | Nexus(DCN) - Virtual adopt session http://cs.co/requestCSS | 6 | Each | Local | ZAR | 1 |  | 0 | 0 | 0
| 193 | SW-OTHER | Select if this product will NOT be used for AI Applications | 6 | Each | Local | ZAR | 1 |  | 0 | 0 | 0
| 194 | N9K-C9504-FAN | Fan Tray for Nexus 9504 chassis, Port-side Intake | 18 | Each | Local | ZAR | 1 |  | 0 | 0 | 0
| 195 | ACI64-N9KDK9-16.0 | Nexus 9500 or 9300 ACI Base Software NX-OS Rel 16.0 64bit | 6 | Each | Local | ZAR | 1 |  | 0 | 0 | 0
| 196 | N9K-C9504-FM-R | Fabric Module for N9504R with buffer support, NX-OS | 24 | Each | Local | ZAR | 1 |  | 0 | 0 | 0
| 197 | N9K-C9504-FM-CV | Nexus 9504 Fabric Module slot cover | 12 | Each | Local | ZAR | 1 |  | 0 | 0 | 0
| 198 | N9K-C9500-LC-CV | Nexus 9500 Linecard slot cover | 24 | Each | Local | ZAR | 1 |  | 0 | 0 | 0
| 199 | N9K-SUP-B+ | Supervisor B+ for Nexus 9500 | 6 | Each | Local | ZAR | 1 |  | 0 | 0 | 0
| 200 | N9K-SUP-B+ | Supervisor B+ for Nexus 9500 | 6 | Each | Local | ZAR | 1 |  | 0 | 0 | 0
| 201 | SVS-B-N9K-PR-M4 | Embedded Soln Support SWSS for Nexus 9K- M4 | 6 | Each | Local | ZAR | 1 |  | 0 | 0 | 0
| 202 | C1P1TN9500M4-5Y | DCN Premier Term N9500 M4, 5Y | 6 | Each | Local | ZAR | 1 |  | 0 | 0 | 0
| 203 | N9K-C93600CD-GX | Nexus 9300 Series, 28p 100G and 8p 400G Switch | 6 | Each | Local | ZAR | 1 |  | 0 | 0 | 0
| 204 | CON-L1NCD-N9KC936G | CX LEVEL 1 8X7NCD Nexus 9300 with 28p 100G and 8p 400G | 6 | Each | Local | ZAR | 1 |  | 0 | 0 | 0
| 205 | NXK-AF-PI | Dummy PID for Airflow Selection Port-side Intake | 6 | Each | Local | ZAR | 1 |  | 0 | 0 | 0
| 206 | MODE-ACI-SPINE | Mode selection between ACI and NXOS | 6 | Each | Local | ZAR | 1 |  | 0 | 0 | 0
| 207 | ACI64-N9KDK9-16.0 | Nexus 9500 or 9300 ACI Base Software NX-OS Rel 16.0 64bit | 6 | Each | Local | ZAR | 1 |  | 0 | 0 | 0
| 208 | NXK-ACC-KIT-1RU | Nexus 3K/9K Fixed Accessory Kit, 1RU front and rear removal | 6 | Each | Local | ZAR | 1 |  | 0 | 0 | 0
| 209 | NXA-FAN-35CFM-PI | Nexus Fan, 35CFM, port side intake airflow | 36 | Each | Local | ZAR | 1 |  | 0 | 0 | 0
| 210 | NXA-PAC-1100W-PI2 | Nexus AC 1100W PSU - Port Side Intake | 12 | Each | Local | ZAR | 1 |  | 0 | 0 | 0
| 211 | CAB-C13-CBN | Cabinet Jumper Power Cord, 250 VAC 10A, C14-C13 Connectors | 12 | Each | Local | ZAR | 1 |  | 0 | 0 | 0
| 212 | DCN-AI | Select if this product will be used for AI ML Applications | 6 | Each | Local | ZAR | 1 |  | 0 | 0 | 0
| 213 | SW-AI | Select if this product will be used for AI ML Applications | 6 | Each | Local | ZAR | 1 |  | 0 | 0 | 0
| 214 | C1P1TN9300XF2-5Y | DCN Premier Term N9300 XF2, 5Y | 6 | Each | Local | ZAR | 1 |  | 0 | 0 | 0
| 215 | SVS-L1N9KP-XF2-5Y | Cisco Support Enhanced for DCN Premier Term N9300 XF2, 5Y | 6 | Each | Local | ZAR | 1 |  | 0 | 0 | 0
[10 empty] | Sub Total |  | 0
Core Routing |  |  | Core Routers
| 216 | C8500-20X6C | Cisco Catalyst 8500-20X6C Edge Platform | 14 | Each | Local | ZAR | 1 |  | 0 | 0 | 0
| 217 | CON-L1NCD-C850PG2X | CX LEVEL 1 8X7NCD Cisco Catalyst 8500-20X6C Edge Platform | 14 | Each | Local | ZAR | 1 |  | 0 | 0 | 0
| 218 | EDGE-SDWAN-AGG | SD-WAN Aggregation (includes MT-Edge, MRF-BR, etc.) | 14 | Each | Local | ZAR | 1 |  | 0 | 0 | 0
| 219 | C8500-RFID-3R | Cisco C8500 RFID - 3RU | 14 | Each | Local | ZAR | 1 |  | 0 | 0 | 0
| 220 | C8500-ACCKIT3R-19 | Cisco C8500 Accessory Kit - 19" rack for 3RU platforms | 14 | Each | Local | ZAR | 1 |  | 0 | 0 | 0
| 221 | NETWORK-PNP-LIC | Network Plug-n-Play Connect for zero-touch device deployment | 14 | Each | Local | ZAR | 1 |  | 0 | 0 | 0
| 222 | C8000-HSEC | U.S. Export Restriction Compliance license for C8000 series | 14 | Each | Local | ZAR | 1 |  | 0 | 0 | 0
| 223 | PWR-8500-CVR | Blank Power Cover for C8500-20X6C | 14 | Each | Local | ZAR | 1 |  | 0 | 0 | 0
| 224 | TE-R-SW | TE agent for IOSXE on Enterprise Routing | 14 | Each | Local | ZAR | 1 |  | 0 | 0 | 0
| 225 | DNA-C8500-SW | Cisco DNA subscription for C8500 series | 14 | Each | Local | ZAR | 1 |  | 0 | 0 | 0
| 226 | DSTACK-T5-A | Cisco DNA Advantage Stack - upto 50G (Aggr, 100G) | 14 | Each | Local | ZAR | 1 |  | 0 | 0 | 0
| 227 | NWSTACK-T5-A | Cisco Network Advantage Stack - up to 50G (Aggr, 100G) | 14 | Each | Local | ZAR | 1 |  | 0 | 0 | 0
| 228 | SDWAN-UMB-ADV | Cisco Umbrella for DNA Advantage | 14 | Each | Local | ZAR | 1 |  | 0 | 0 | 0
| 229 | DNAC-ONPREM-PF | Cisco DNA Center On Prem Deployment Option for WAN | 14 | Each | Local | ZAR | 1 |  | 0 | 0 | 0
| 230 | TE-EMBED-WANI | Cisco ThousandEyes WAN Insights Embedded | 14 | Each | Local | ZAR | 1 |  | 0 | 0 | 0
| 231 | C85-20X6C-PF | C8500-20X6C Platform Selection for DNA Subscription | 14 | Each | Local | ZAR | 1 |  | 0 | 0 | 0
| 232 | IOSXE-AUTO-MODE-PF | IOS XE Autonomous for Unified image | 14 | Each | Local | ZAR | 1 |  | 0 | 0 | 0
| 233 | DNA-P-T5-A-5Y | Cisco DNA Advantage OnPrem Lic 5Y - up to 50G (Aggr, 100G) | 14 | Each | Local | ZAR | 1 |  | 0 | 0 | 0
| 234 | SVS-PSTL1-T5-A5Y | Cisco Support Enhanced - DNA Advantage OnPrem Lic, T5, 5Y | 14 | Each | Local | ZAR | 1 |  | 0 | 0 | 0
| 235 | SC8KAEPUK9-1715 | Catalyst 8500 Series - UNIVERSAL | 14 | Each | Local | ZAR | 1 |  | 0 | 0 | 0
| 236 | IOSXE-AUTO-MODE | IOS XE Autonomous for Unified image | 14 | Each | Local | ZAR | 1 |  | 0 | 0 | 0
| 237 | PWR-CH1-1100WAC-D | Cisco C8500 1100W AC Power Supply, Reverse Air | 42 | Each | Local | ZAR | 1 |  | 0 | 0 | 0
| 238 | CAB-C13-C14-2M | Power Cord Jumper, C13-C14 Connectors, 2 Meter Length | 42 | Each | Local | ZAR | 1 |  | 0 | 0 | 0
| 239 | C8500-12X4QC | Cisco Catalyst 8500-12X4QC Edge Platform | 10 | Each | Local | ZAR | 1 |  | 0 | 0 | 0
| 240 | CON-L1NCD-C850QC12 | CX LEVEL 1 8X7NCD Cisco Catalyst 8500-12X4QC Edge Platform | 10 | Each | Local | ZAR | 1 |  | 0 | 0 | 0
| 241 | EDGE-SDWAN-AGG | SD-WAN Aggregation (includes MT-Edge, MRF-BR, etc.) | 10 | Each | Local | ZAR | 1 |  | 0 | 0 | 0
| 242 | C8500-RFID-1R | Cisco C8500 RFID - 1RU | 10 | Each | Local | ZAR | 1 |  | 0 | 0 | 0
| 243 | MEM-C8500-16GB | Cisco C8500 16GB DRAM | 10 | Each | Local | ZAR | 1 |  | 0 | 0 | 0
| 244 | C8500-ACCKIT-19 | Cisco C8500 Accessory Kit - 19" rack | 10 | Each | Local | ZAR | 1 |  | 0 | 0 | 0
| 245 | NETWORK-PNP-LIC | Network Plug-n-Play Connect for zero-touch device deployment | 10 | Each | Local | ZAR | 1 |  | 0 | 0 | 0
| 246 | C8000-HSEC | U.S. Export Restriction Compliance license for C8000 series | 10 | Each | Local | ZAR | 1 |  | 0 | 0 | 0
| 247 | TE-R-SW | TE agent for IOSXE on Enterprise Routing | 10 | Each | Local | ZAR | 1 |  | 0 | 0 | 0
| 248 | DNA-C8500-SW | Cisco DNA subscription for C8500 series | 10 | Each | Local | ZAR | 1 |  | 0 | 0 | 0
| 249 | DSTACK-T5-A | Cisco DNA Advantage Stack - upto 10G (Aggr, 20G) | 10 | Each | Local | ZAR | 1 |  | 0 | 0 | 0
| 250 | NWSTACK-T5-A | Cisco Network Advantage Stack - upto 10G (Aggr, 20G) | 10 | Each | Local | ZAR | 1 |  | 0 | 0 | 0
| 251 | SDWAN-UMB-ADV | Cisco Umbrella for DNA Advantage | 10 | Each | Local | ZAR | 1 |  | 0 | 0 | 0
| 252 | DNAC-ONPREM-PF | Cisco DNA Center On Prem Deployment Option for WAN | 10 | Each | Local | ZAR | 1 |  | 0 | 0 | 0
| 253 | TE-EMBED-WANI | Cisco ThousandEyes WAN Insights Embedded | 10 | Each | Local | ZAR | 1 |  | 0 | 0 | 0
| 254 | C85-12X4QC-PF | C8500-12X4QC Platform Selection for DNA Subscription | 10 | Each | Local | ZAR | 1 |  | 0 | 0 | 0
| 255 | IOSXE-AUTO-MODE-PF | IOS XE Autonomous for Unified image | 10 | Each | Local | ZAR | 1 |  | 0 | 0 | 0
| 256 | DNA-P-T3-A-5Y | Cisco DNA Advantage On-Prem Lic 5Y - upto 10G (Aggr, 20G) | 10 | Each | Local | ZAR | 1 |  | 0 | 0 | 0
| 257 | SVS-PSTL1-T3-A5Y | Cisco Support Enhanced - DNA Advantage OnPrem Lic, T3, 5Y | 10 | Each | Local | ZAR | 1 |  | 0 | 0 | 0
| 258 | SC8KAEPUK9-1712 | C8500 Series - UNIVERSAL | 10 | Each | Local | ZAR | 1 |  | 0 | 0 | 0
| 259 | IOSXE-AUTO-MODE | IOS XE Autonomous for Unified image | 10 | Each | Local | ZAR | 1 |  | 0 | 0 | 0
| 260 | PWR-CH1-750WACR | 750W AC Power Supply | 20 | Each | Local | ZAR | 1 |  | 0 | 0 | 0
| 261 | CAB-C13-C14-2M | Power Cord Jumper, C13-C14 Connectors, 2 Meter Length | 20 | Each | Local | ZAR | 1 |  | 0 | 0 | 0
| 262 | C8500-12X | Cisco Catalyst 8500-12X Edge Platform | 1 | Each | Local | ZAR | 1 |  | 0 | 0 | 0
| 263 | CON-L1NCD-C85012X5 | CX LEVEL 1 8X7NCD Cisco Catalyst 8500-12X Edge Platform | 1 | Each | Local | ZAR | 1 |  | 0 | 0 | 0
| 264 | EDGE-SDWAN-AGG | SD-WAN Aggregation (includes MT-Edge, MRF-BR, etc.) | 1 | Each | Local | ZAR | 1 |  | 0 | 0 | 0
| 265 | C8500-RFID-1R | Cisco C8500 RFID - 1RU | 1 | Each | Local | ZAR | 1 |  | 0 | 0 | 0
| 266 | MEM-C8500-16GB | Cisco C8500 16GB DRAM | 1 | Each | Local | ZAR | 1 |  | 0 | 0 | 0
| 267 | C8500-ACCKIT-19 | Cisco C8500 Accessory Kit - 19" rack | 1 | Each | Local | ZAR | 1 |  | 0 | 0 | 0
| 268 | NETWORK-PNP-LIC | Network Plug-n-Play Connect for zero-touch device deployment | 1 | Each | Local | ZAR | 1 |  | 0 | 0 | 0
| 269 | C8000-HSEC | U.S. Export Restriction Compliance license for C8000 series | 1 | Each | Local | ZAR | 1 |  | 0 | 0 | 0
| 270 | TE-R-SW | TE agent for IOSXE on Enterprise Routing | 1 | Each | Local | ZAR | 1 |  | 0 | 0 | 0
| 271 | DNA-C8500-SW | Cisco DNA subscription for C8500 series | 1 | Each | Local | ZAR | 1 |  | 0 | 0 | 0
| 272 | DNA-P-T3-A-5Y | Cisco DNA Advantage On-Prem Lic 3Y - upto 10G (Aggr, 20G) | 1 | Each | Local | ZAR | 1 |  | 0 | 0 | 0
| 273 | SVS-PSTL1-T3-A5Y | Cisco Support Enhanced - DNA Advantage OnPrem Lic, T3, 3Y | 1 | Each | Local | ZAR | 1 |  | 0 | 0 | 0
| 274 | DSTACK-T5-A | Cisco DNA Advantage Stack - upto 10G (Aggr, 20G) | 1 | Each | Local | ZAR | 1 |  | 0 | 0 | 0
| 275 | NWSTACK-T5-A | Cisco Network Advantage Stack - upto 10G (Aggr, 20G) | 1 | Each | Local | ZAR | 1 |  | 0 | 0 | 0
| 276 | SDWAN-UMB-ADV | Cisco Umbrella for DNA Advantage | 1 | Each | Local | ZAR | 1 |  | 0 | 0 | 0
| 277 | DNAC-ONPREM-PF | Cisco DNA Center On Prem Deployment Option for WAN | 1 | Each | Local | ZAR | 1 |  | 0 | 0 | 0
| 278 | TE-EMBED-WANI | Cisco ThousandEyes WAN Insights Embedded | 1 | Each | Local | ZAR | 1 |  | 0 | 0 | 0
| 279 | C85-12X-PF | C8500-12X Platform Selection for DNA Subscription | 1 | Each | Local | ZAR | 1 |  | 0 | 0 | 0
| 280 | IOSXE-AUTO-MODE-PF | IOS XE Autonomous for Unified image | 1 | Each | Local | ZAR | 1 |  | 0 | 0 | 0
| 281 | SC8KAEPUK9-1712 | C8500 Series - UNIVERSAL | 1 | Each | Local | ZAR | 1 |  | 0 | 0 | 0
| 282 | IOSXE-AUTO-MODE | IOS XE Autonomous for Unified image | 1 | Each | Local | ZAR | 1 |  | 0 | 0 | 0
| 283 | PWR-CH1-750WACR | 750W AC Power Supply | 2 | Each | Local | ZAR | 1 |  | 0 | 0 | 0
| 284 | CAB-C13-C14-2M | Power Cord Jumper, C13-C14 Connectors, 2 Meter Length | 2 | Each | Local | ZAR | 1 |  | 0 | 0 | 0
| 285 | L-DNA-C8500 | Cisco DNA Subscription for Catalyst 8500 Series | 1 | Each | Local | ZAR | 1 |  | 0 | 0 | 0
| 286 | C85-12X4QC-PF | C8500-12X4QC Platform Selection for DNA Subscription | 1 | Each | Local | ZAR | 1 |  | 0 | 0 | 0
| 287 | IOSXE-AUTO-MODE-PF | IOS XE Autonomous for Unified image | 1 | Each | Local | ZAR | 1 |  | 0 | 0 | 0
| 288 | DSTACK-T5-A | Cisco DNA Advantage Stack - upto 10G (Aggr, 20G) | 1 | Each | Local | ZAR | 1 |  | 0 | 0 | 0
| 289 | NWSTACK-T5-A | Cisco Network Advantage Stack - upto 10G (Aggr, 20G) | 1 | Each | Local | ZAR | 1 |  | 0 | 0 | 0
| 290 | SDWAN-UMB-ADV | Cisco Umbrella for DNA Advantage | 1 | Each | Local | ZAR | 1 |  | 0 | 0 | 0
| 291 | DNAC-ONPREM-PF | Cisco DNA Center On Prem Deployment Option for WAN | 1 | Each | Local | ZAR | 1 |  | 0 | 0 | 0
| 292 | TE-EMBED-WANI | Cisco ThousandEyes WAN Insights Embedded | 1 | Each | Local | ZAR | 1 |  | 0 | 0 | 0
| 293 | DNA-P-T3-A-5Y | Cisco DNA Advantage On-Prem Lic 5Y - upto 10G (Aggr, 20G) | 1 | Each | Local | ZAR | 1 |  | 0 | 0 | 0
| 294 | SVS-PSTL1-T3-A5Y | Cisco Support Enhanced - DNA Advantage OnPrem Lic, T3, 5Y | 1 | Each | Local | ZAR | 1 |  | 0 | 0 | 0
[10 empty] | Sub Total |  | 0
Security |  |  | ISE
| 295 | SNS-3815-K9 | Small Secure Network Server for ISE Applications | 20 | Each | Local | ZAR | 1 |  | 0 | 0 | 0
| 296 | CON-L1NBD-SNS3A8K9 | CX LEVEL 1 8X5XNBD Small Secure Network Server for ISE Appl | 20 | Each | Local | ZAR | 1 |  | 0 | 0 | 0
| 297 | SNS-NVMEG4-M960-D | 960GB 2.5in U.3 15mm P7450 Hg Perf Med End NVMe | 20 | Each | Local | ZAR | 1 |  | 0 | 0 | 0
| 298 | SNS-PSU1-1200W-D | 1200w AC Titanium Power Supply for C-series Rack Servers | 20 | Each | Local | ZAR | 1 |  | 0 | 0 | 0
| 299 | SNS-PSU1-1200W-D2 | 1200w AC Titanium Power Supply for C-series Rack Servers | 20 | Each | Local | ZAR | 1 |  | 0 | 0 | 0
| 300 | SW-38X5-ISE-K9 | Cisco ISE Software Load on SNS-38x5-K9 appliance | 20 | Each | Local | ZAR | 1 |  | 0 | 0 | 0
| 301 | SNS-CPU-A9115 | AMD 9115 2.6GHz 125W 16C/64MB Cache DDR5 6000MT/s | 20 | Each | Local | ZAR | 1 |  | 0 | 0 | 0
| 302 | SNS-MRX32G1RE5 | 32GB DDR5-6400 RDIMM 1Rx4 (16Gb) | 40 | Each | Local | ZAR | 1 |  | 0 | 0 | 0
| 303 | SNS-O-ID10GC-D | Intel X710T2LOCPV3G1L 2x10GbE RJ45 OCP3.0 NIC | 20 | Each | Local | ZAR | 1 |  | 0 | 0 | 0
| 304 | SNS-OCP3-KIT-D | C2XX OCP 3.0 Interposer W/Mech Assy | 20 | Each | Local | ZAR | 1 |  | 0 | 0 | 0
| 305 | SNS-RIS1A-225M8 | C225 M8 1U Riser 1A PCIe Gen4 x16 HH | 20 | Each | Local | ZAR | 1 |  | 0 | 0 | 0
| 306 | SNS-TPM2-002D-D | TPM 2.0 FIPS 140-2 MSW2022 compliant AMD M8 servers | 20 | Each | Local | ZAR | 1 |  | 0 | 0 | 0
| 307 | SNS-BBLKD-M8 | UCS C-Series M6 & M8 SFF drive blanking panel | 180 | Each | Local | ZAR | 1 |  | 0 | 0 | 0
| 308 | SNS-CBLFNVME-225M8 | C225M8 NVME Cable, Mainboard to backplane | 20 | Each | Local | ZAR | 1 |  | 0 | 0 | 0
| 309 | CAB-C13-C14-2M | Power Cord Jumper, C13-C14 Connectors, 2 Meter Length | 40 | Each | Local | ZAR | 1 |  | 0 | 0 | 0
| 310 | SNS-PCIEIQ10GF-D | Intel X710 quad-port 10G SFP+ NIC | 20 | Each | Local | ZAR | 1 |  | 0 | 0 | 0
[10 empty] | Sub Total |  | 0
Edge Routing |  |  | Edge Routers
| 311 | C8200-1N-4T | Cisco Catalyst C8200-1N-4T Router | 20 | Each | Local | ZAR | 1 |  | 0 | 0 | 0
| 312 | CON-L1NCD-C82001N4 | CX LEVEL 1 8X7NCD Cisco Catalyst C8200 | 20 | Each | Local | ZAR | 1 |  | 0 | 0 | 0
| 313 | MEM-C8200-8GB | Cisco Catalyst 8200 Edge 8GB memory | 20 | Each | Local | ZAR | 1 |  | 0 | 0 | 0
| 314 | M2USB-16G | Cisco Catalyst 8000 Edge M.2 USB 16GB | 20 | Each | Local | ZAR | 1 |  | 0 | 0 | 0
| 315 | C-RFID-1R | RFID - 1RU for Cisco 8200/8300/8400/8500L Series | 20 | Each | Local | ZAR | 1 |  | 0 | 0 | 0
| 316 | C8200-RM-19-1R | Cisco Catalyst 8200 Rack mount kit - 19" 1R | 20 | Each | Local | ZAR | 1 |  | 0 | 0 | 0
| 317 | NETWORK-PNP-LIC | Network Plug-n-Play Connect for zero-touch device deployment | 20 | Each | Local | ZAR | 1 |  | 0 | 0 | 0
| 318 | C8200-NIM-BLANK | Cisco Catalyst 8200 Edge NIM Blank | 20 | Each | Local | ZAR | 1 |  | 0 | 0 | 0
| 319 | C8200-PIM-BLANK | PIM Blank for Cisco 8200 Series | 20 | Each | Local | ZAR | 1 |  | 0 | 0 | 0
| 320 | TE-R-SW | TE agent for IOSXE on Enterprise Routing | 20 | Each | Local | ZAR | 1 |  | 0 | 0 | 0
| 321 | DNA-C8200-SW | Cisco DNA subscription for C8200 series | 20 | Each | Local | ZAR | 1 |  | 0 | 0 | 0
| 322 | DSTACK-T0-A | Cisco DNA Advantage Stack - upto 25M (Aggr, 50M) | 20 | Each | Local | ZAR | 1 |  | 0 | 0 | 0
| 323 | NWSTACK-T0-A | Cisco Network Advantage Stack - upto 25M (Aggr, 50M) | 20 | Each | Local | ZAR | 1 |  | 0 | 0 | 0
| 324 | TE-EMBED-WANI | Cisco ThousandEyes WAN Insights Embedded | 20 | Each | Local | ZAR | 1 |  | 0 | 0 | 0
| 325 | SDWAN-UMB-ADV | Cisco Umbrella for DNA Advantage | 20 | Each | Local | ZAR | 1 |  | 0 | 0 | 0
| 326 | DNAC-ONPREM-PF | Cisco DNA Center On Prem Deployment Option for WAN | 20 | Each | Local | ZAR | 1 |  | 0 | 0 | 0
| 327 | C82-1N-4T-PF | C8200-1N-4T Platform Selection for DNA Subscription | 20 | Each | Local | ZAR | 1 |  | 0 | 0 | 0
| 328 | IOSXE-AUTO-MODE-PF | IOS XE Autonomous for Unified image | 20 | Each | Local | ZAR | 1 |  | 0 | 0 | 0
| 329 | DNA-P-T0-A-5Y | Cisco DNA Advantage On-Prem Lic 5Y - upto 25M (Aggr, 50M) | 20 | Each | Local | ZAR | 1 |  | 0 | 0 | 0
| 330 | SVS-PSTL1-T0-A5Y | Cisco Support Enhanced - DNA Advantage OnPrem Lic, T0, 5Y | 20 | Each | Local | ZAR | 1 |  | 0 | 0 | 0
| 331 | C8000-HSEC | U.S. Export Restriction Compliance license for C8000 series | 20 | Each | Local | ZAR | 1 |  | 0 | 0 | 0
| 332 | CAB-C13-C14-2M | Power Cord Jumper, C13-C14 Connectors, 2 Meter Length | 20 | Each | Local | ZAR | 1 |  | 0 | 0 | 0
| 333 | SC8KBEUK9-1712 | UNIVERSAL | 20 | Each | Local | ZAR | 1 |  | 0 | 0 | 0
| 334 | IOSXE-AUTO-MODE | IOS XE Autonomous for Unified image | 20 | Each | Local | ZAR | 1 |  | 0 | 0 | 0
| 335 | PWR-CC1-150WAC | Cisco C8200 1RU AC 150W PoE Power supply | 20 | Each | Local | ZAR | 1 |  | 0 | 0 | 0
| 336 | CAB-C13-C14-2M | Power Cord Jumper, C13-C14 Connectors, 2 Meter Length | 20 | Each | Local | ZAR | 1 |  | 0 | 0 | 0
| 337 | 4G-CAB-LMR240-25= | 25-ft (7.5M) Low Loss LMR-240 Cable with TNC Connector | 80 | Each | Local | ZAR | 1 |  | 0 | 0 | 0
| 338 | 4G-LTE-ANTM-O-3-W= | 4G LTE 3 in 1 outdoor White antenna 700MHz-2600MHz bands | 80 | Each | Local | ZAR | 1 |  | 0 | 0 | 0
| 339 | C8300-1N1S-4T2X | Cisco Catalyst C8300-1N1S-4T2X Router | 20 | Each | Local | ZAR | 1 |  | 0 | 0 | 0
| 340 | CON-L1NCD-C8304T2X | CX LEVEL 1 8X7NCD Cisco Catalyst C8300-1N1S-4T2X Router | 20 | Each | Local | ZAR | 1 |  | 0 | 0 | 0
| 341 | MEM-C8300-8GB | Cisco Catalyst 8300 Edge 8GB memory | 20 | Each | Local | ZAR | 1 |  | 0 | 0 | 0
| 342 | M2USB-16G | Cisco Catalyst 8000 Edge M.2 USB 16GB | 20 | Each | Local | ZAR | 1 |  | 0 | 0 | 0
| 343 | C-RFID-1R | RFID - 1RU for Cisco 8200/8300/8400/8500L Series | 20 | Each | Local | ZAR | 1 |  | 0 | 0 | 0
| 344 | C8300-RM-19-1R | Rack mount kit - 19" 1RU for Cisco 8300 Series | 20 | Each | Local | ZAR | 1 |  | 0 | 0 | 0
| 345 | C8300-NIM-BLANK | NIM Blank for Cisco 8300 Series | 20 | Each | Local | ZAR | 1 |  | 0 | 0 | 0
| 346 | C8300-SM-BLANK | SM Blank for Cisco 8300 Series | 20 | Each | Local | ZAR | 1 |  | 0 | 0 | 0
| 347 | C8300-PIM-BLANK | PIM Blank for Cisco 8300 Series | 20 | Each | Local | ZAR | 1 |  | 0 | 0 | 0
| 348 | NETWORK-PNP-LIC | Network Plug-n-Play Connect for zero-touch device deployment | 20 | Each | Local | ZAR | 1 |  | 0 | 0 | 0
| 349 | TE-R-SW | TE agent for IOSXE on Enterprise Routing | 20 | Each | Local | ZAR | 1 |  | 0 | 0 | 0
| 350 | DNA-C8300-SW | Cisco DNA subscription for C8300 series | 20 | Each | Local | ZAR | 1 |  | 0 | 0 | 0
| 351 | DNA-P-T0-A-3Y | Cisco DNA Advantage On-Prem Lic 3Y - upto 25M (Aggr, 50M) | 20 | Each | Local | ZAR | 1 |  | 0 | 0 | 0
| 352 | SVS-PSTL1-T0-A3Y | Cisco Support Enhanced - DNA Advantage OnPrem Lic, T0, 3Y | 20 | Each | Local | ZAR | 1 |  | 0 | 0 | 0
| 353 | DSTACK-T0-A | Cisco DNA Advantage Stack - upto 25M (Aggr, 50M) | 20 | Each | Local | ZAR | 1 |  | 0 | 0 | 0
| 354 | NWSTACK-T0-A | Cisco Network Advantage Stack - upto 25M (Aggr, 50M) | 20 | Each | Local | ZAR | 1 |  | 0 | 0 | 0
| 355 | TE-EMBED-WANI | Cisco ThousandEyes WAN Insights Embedded | 20 | Each | Local | ZAR | 1 |  | 0 | 0 | 0
| 356 | SDWAN-UMB-ADV | Cisco Umbrella for DNA Advantage | 20 | Each | Local | ZAR | 1 |  | 0 | 0 | 0
| 357 | DNAC-ONPREM-PF | Cisco DNA Center On Prem Deployment Option for WAN | 20 | Each | Local | ZAR | 1 |  | 0 | 0 | 0
| 358 | C83-1N1S-4T2X-PF | C8300-1N1S-4T2X Platform Selection for DNA Subscription | 20 | Each | Local | ZAR | 1 |  | 0 | 0 | 0
| 359 | IOSXE-AUTO-MODE-PF | IOS XE Autonomous for Unified image | 20 | Each | Local | ZAR | 1 |  | 0 | 0 | 0
| 360 | C8000-HSEC | U.S. Export Restriction Compliance license for C8000 series | 20 | Each | Local | ZAR | 1 |  | 0 | 0 | 0
| 361 | SC8KBEUK9-1712 | UNIVERSAL | 20 | Each | Local | ZAR | 1 |  | 0 | 0 | 0
| 362 | IOSXE-AUTO-MODE | IOS XE Autonomous for Unified image | 20 | Each | Local | ZAR | 1 |  | 0 | 0 | 0
| 363 | PWR-CC1-250WAC | Cisco C8300 1RU 250W AC Power supply | 40 | Each | Local | ZAR | 1 |  | 0 | 0 | 0
| 364 | CAB-C13-C14-2M | Power Cord Jumper, C13-C14 Connectors, 2 Meter Length | 40 | Each | Local | ZAR | 1 |  | 0 | 0 | 0
| 365 | C8300-2N2S-4T2X | Cisco Catalyst C8300-2N2S-4T2X Router | 10 | Each | Local | ZAR | 1 |  | 0 | 0 | 0
| 366 | CON-L1NCD-C8302TNX | CX LEVEL 1 8X7NCD Cisco Catalyst C8300-2N2S-4T2X Router | 10 | Each | Local | ZAR | 1 |  | 0 | 0 | 0
| 367 | MEM-C8300-8GB | Cisco Catalyst 8300 Edge 8GB memory | 10 | Each | Local | ZAR | 1 |  | 0 | 0 | 0
| 368 | M2USB-16G | Cisco Catalyst 8000 Edge M.2 USB 16GB | 10 | Each | Local | ZAR | 1 |  | 0 | 0 | 0
| 369 | C-RFID-2R | RFID - 2RU for Cisco 8200/8300 Series | 10 | Each | Local | ZAR | 1 |  | 0 | 0 | 0
| 370 | C8300-RM-19-2R | Cisco Catalyst 8300 Rack mount kit - 19" 2R | 10 | Each | Local | ZAR | 1 |  | 0 | 0 | 0
| 371 | C8300-NIM-BLANK | NIM Blank for Cisco 8300 Series | 20 | Each | Local | ZAR | 1 |  | 0 | 0 | 0
| 372 | C8300-SM-BLANK | SM Blank for Cisco 8300 Series | 20 | Each | Local | ZAR | 1 |  | 0 | 0 | 0
| 373 | C8300-PIM-BLANK | PIM Blank for Cisco 8300 Series | 10 | Each | Local | ZAR | 1 |  | 0 | 0 | 0
| 374 | C8300-FAN-2R | Cisco Catalyst 8300 Edge Fan Tray, 2RU | 10 | Each | Local | ZAR | 1 |  | 0 | 0 | 0
| 375 | NETWORK-PNP-LIC | Network Plug-n-Play Connect for zero-touch device deployment | 10 | Each | Local | ZAR | 1 |  | 0 | 0 | 0
| 376 | C-POE-COVER | Cover for empty POE slot on Cisco Catalyst Edge 8300 | 20 | Each | Local | ZAR | 1 |  | 0 | 0 | 0
| 377 | TE-R-SW | TE agent for IOSXE on Enterprise Routing | 10 | Each | Local | ZAR | 1 |  | 0 | 0 | 0
| 378 | DNA-C8300-SW | Cisco DNA subscription for C8300 series | 10 | Each | Local | ZAR | 1 |  | 0 | 0 | 0
| 379 | DNA-P-T0-A-3Y | Cisco DNA Advantage On-Prem Lic 3Y - upto 25M (Aggr, 50M) | 10 | Each | Local | ZAR | 1 |  | 0 | 0 | 0
| 380 | DSTACK-T0-A | Cisco DNA Advantage Stack - upto 25M (Aggr, 50M) | 10 | Each | Local | ZAR | 1 |  | 0 | 0 | 0
| 381 | TE-EMBED-WANI | Cisco ThousandEyes WAN Insights Embedded | 10 | Each | Local | ZAR | 1 |  | 0 | 0 | 0
| 382 | DNAC-ONPREM-PF | Cisco DNA Center On Prem Deployment Option for WAN | 10 | Each | Local | ZAR | 1 |  | 0 | 0 | 0
| 383 | IOSXE-AUTO-MODE-PF | IOS XE Autonomous for Unified image | 10 | Each | Local | ZAR | 1 |  | 0 | 0 | 0
| 384 | SC8KBEUK9-1712 | UNIVERSAL | 10 | Each | Local | ZAR | 1 |  | 0 | 0 | 0
| 385 | PWR-CC1-650WAC | Cisco C8300 2RU AC Power supply | 20 | Each | Local | ZAR | 1 |  | 0 | 0 | 0
| 386 | C8300-1N1S-6T | Cisco Catalyst C8300-1N1S-6T Router | 1 | Each | Local | ZAR | 1 |  | 0 | 0 | 0
| 387 | MEM-C8300-8GB | Cisco Catalyst 8300 Edge 8GB memory | 1 | Each | Local | ZAR | 1 |  | 0 | 0 | 0
| 388 | C-RFID-1R | RFID - 1RU for Cisco 8200/8300/8400/8500L Series | 1 | Each | Local | ZAR | 1 |  | 0 | 0 | 0
| 389 | C8300-RM-19-1R | Rack mount kit - 19" 1RU for Cisco 8300 Series | 1 | Each | Local | ZAR | 1 |  | 0 | 0 | 0
| 390 | C8300-NIM-BLANK | NIM Blank for Cisco 8300 Series | 1 | Each | Local | ZAR | 1 |  | 0 | 0 | 0
| 391 | C8300-SM-BLANK | SM Blank for Cisco 8300 Series | 1 | Each | Local | ZAR | 1 |  | 0 | 0 | 0
| 392 | C8300-PIM-BLANK | PIM Blank for Cisco 8300 Series | 1 | Each | Local | ZAR | 1 |  | 0 | 0 | 0
| 393 | NETWORK-PNP-LIC | Network Plug-n-Play Connect for zero-touch device deployment | 1 | Each | Local | ZAR | 1 |  | 0 | 0 | 0
| 394 | TE-R-SW | TE agent for IOSXE on Enterprise Routing | 1 | Each | Local | ZAR | 1 |  | 0 | 0 | 0
| 395 | DNA-C8300-SW | Cisco DNA subscription for C8300 series | 1 | Each | Local | ZAR | 1 |  | 0 | 0 | 0
| 396 | DNA-P-T0-A-3Y | Cisco DNA Advantage On-Prem Lic 3Y - upto 25M (Aggr, 50M) | 1 | Each | Local | ZAR | 1 |  | 0 | 0 | 0
| 397 | SVS-PSTL1-T0-A3Y | Cisco Support Enhanced - DNA Advantage OnPrem Lic, T0, 3Y | 1 | Each | Local | ZAR | 1 |  | 0 | 0 | 0
| 398 | DSTACK-T0-A | Cisco DNA Advantage Stack - upto 25M (Aggr, 50M) | 1 | Each | Local | ZAR | 1 |  | 0 | 0 | 0
| 399 | NWSTACK-T0-A | Cisco Network Advantage Stack - upto 25M (Aggr, 50M) | 1 | Each | Local | ZAR | 1 |  | 0 | 0 | 0
| 400 | TE-EMBED-WANI | Cisco ThousandEyes WAN Insights Embedded | 1 | Each | Local | ZAR | 1 |  | 0 | 0 | 0
| 401 | SDWAN-UMB-ADV | Cisco Umbrella for DNA Advantage | 1 | Each | Local | ZAR | 1 |  | 0 | 0 | 0
| 402 | DNAC-ONPREM-PF | Cisco DNA Center On Prem Deployment Option for WAN | 1 | Each | Local | ZAR | 1 |  | 0 | 0 | 0
| 403 | C83-1N1S-6T-PF | C8300-1N1S-6T Platform Selection for DNA Subscription | 1 | Each | Local | ZAR | 1 |  | 0 | 0 | 0
| 404 | IOSXE-AUTO-MODE-PF | IOS XE Autonomous for Unified image | 1 | Each | Local | ZAR | 1 |  | 0 | 0 | 0
| 405 | C8000-HSEC | U.S. Export Restriction Compliance license for C8000 series | 1 | Each | Local | ZAR | 1 |  | 0 | 0 | 0
| 406 | SC8KBEUK9-1712 | UNIVERSAL | 1 | Each | Local | ZAR | 1 |  | 0 | 0 | 0
| 407 | IOSXE-AUTO-MODE | IOS XE Autonomous for Unified image | 1 | Each | Local | ZAR | 1 |  | 0 | 0 | 0
| 408 | PWR-CC1-250WAC | Cisco C8300 1RU 250W AC Power supply | 2 | Each | Local | ZAR | 1 |  | 0 | 0 | 0
| 409 | CAB-C13-C14-2M | Power Cord Jumper, C13-C14 Connectors, 2 Meter Length | 2 | Each | Local | ZAR | 1 |  | 0 | 0 | 0
| 410 | C8300-2N2S-6T | Cisco Catalyst C8300-2N2S-6T Router | 1 | Each | Local | ZAR | 1 |  | 0 | 0 | 0
| 411 | CON-L1NCD-C8302S6T | CX LEVEL 1 8X7NCD Cisco Catalyst C8300-2N2S-6T Router | 1 | Each | Local | ZAR | 1 |  | 0 | 0 | 0
| 412 | MEM-C8300-8GB | Cisco Catalyst 8300 Edge 8GB memory | 1 | Each | Local | ZAR | 1 |  | 0 | 0 | 0
| 413 | M2USB-16G | Cisco Catalyst 8000 Edge M.2 USB 16GB | 1 | Each | Local | ZAR | 1 |  | 0 | 0 | 0
| 414 | C-RFID-2R | RFID - 2RU for Cisco 8200/8300 Series | 1 | Each | Local | ZAR | 1 |  | 0 | 0 | 0
| 415 | C8300-RM-19-2R | Cisco Catalyst 8300 Rack mount kit - 19" 2R | 1 | Each | Local | ZAR | 1 |  | 0 | 0 | 0
| 416 | C8300-NIM-BLANK | NIM Blank for Cisco 8300 Series | 2 | Each | Local | ZAR | 1 |  | 0 | 0 | 0
| 417 | C8300-SM-BLANK | SM Blank for Cisco 8300 Series | 2 | Each | Local | ZAR | 1 |  | 0 | 0 | 0
| 418 | C8300-PIM-BLANK | PIM Blank for Cisco 8300 Series | 1 | Each | Local | ZAR | 1 |  | 0 | 0 | 0
| 419 | C8300-FAN-2R | Cisco Catalyst 8300 Edge Fan Tray, 2RU | 1 | Each | Local | ZAR | 1 |  | 0 | 0 | 0
| 420 | NETWORK-PNP-LIC | Network Plug-n-Play Connect for zero-touch device deployment | 1 | Each | Local | ZAR | 1 |  | 0 | 0 | 0
| 421 | C-POE-COVER | Cover for empty POE slot on Cisco Catalyst Edge 8300 | 2 | Each | Local | ZAR | 1 |  | 0 | 0 | 0
| 422 | TE-R-SW | TE agent for IOSXE on Enterprise Routing | 1 | Each | Local | ZAR | 1 |  | 0 | 0 | 0
| 423 | DNA-C8300-SW | Cisco DNA subscription for C8300 series | 1 | Each | Local | ZAR | 1 |  | 0 | 0 | 0
| 424 | DNA-P-T0-A-3Y | Cisco DNA Advantage On-Prem Lic 3Y - upto 25M (Aggr, 50M) | 1 | Each | Local | ZAR | 1 |  | 0 | 0 | 0
| 425 | SVS-PSTL1-T0-A3Y | Cisco Support Enhanced - DNA Advantage OnPrem Lic, T0, 3Y | 1 | Each | Local | ZAR | 1 |  | 0 | 0 | 0
| 426 | DSTACK-T0-A | Cisco DNA Advantage Stack - upto 25M (Aggr, 50M) | 1 | Each | Local | ZAR | 1 |  | 0 | 0 | 0
| 427 | NWSTACK-T0-A | Cisco Network Advantage Stack - upto 25M (Aggr, 50M) | 1 | Each | Local | ZAR | 1 |  | 0 | 0 | 0
| 428 | TE-EMBED-WANI | Cisco ThousandEyes WAN Insights Embedded | 1 | Each | Local | ZAR | 1 |  | 0 | 0 | 0
| 429 | SDWAN-UMB-ADV | Cisco Umbrella for DNA Advantage | 1 | Each | Local | ZAR | 1 |  | 0 | 0 | 0
| 430 | DNAC-ONPREM-PF | Cisco DNA Center On Prem Deployment Option for WAN | 1 | Each | Local | ZAR | 1 |  | 0 | 0 | 0
| 431 | C83-2N2S-6T-PF | C8300-2N2S-6T Platform Selection for DNA Subscription | 1 | Each | Local | ZAR | 1 |  | 0 | 0 | 0
| 432 | IOSXE-AUTO-MODE-PF | IOS XE Autonomous for Unified image | 1 | Each | Local | ZAR | 1 |  | 0 | 0 | 0
| 433 | C8000-HSEC | U.S. Export Restriction Compliance license for C8000 series | 1 | Each | Local | ZAR | 1 |  | 0 | 0 | 0
| 434 | SC8KBEUK9-1712 | UNIVERSAL | 1 | Each | Local | ZAR | 1 |  | 0 | 0 | 0
| 435 | IOSXE-AUTO-MODE | IOS XE Autonomous for Unified image | 1 | Each | Local | ZAR | 1 |  | 0 | 0 | 0
| 436 | PWR-CC1-650WAC | Cisco C8300 2RU AC Power supply | 2 | Each | Local | ZAR | 1 |  | 0 | 0 | 0
| 437 | CAB-C13-C14-2M | Power Cord Jumper, C13-C14 Connectors, 2 Meter Length | 2 | Each | Local | ZAR | 1 |  | 0 | 0 | 0
| 438 | NIM-1MFT-T1/E1= | 1 port Multiflex Trunk Voice/Clear-channel Data T1/E1 Module | 40 | Each | Local | ZAR | 1 |  | 0 | 0 | 0
| 439 | NIM-8MFT-T1/E1= | 8 port Multiflex Trunk Voice/Clear-channel Data T1/E1 Module | 10 | Each | Local | ZAR | 1 |  | 0 | 0 | 0
[10 empty] | Sub Total |  | 0
SFPs |  |  | SFPs
| 440 | QSFP-40G-SR-BD= | QSFP40G BiDi Short-reach Transceiver | 200 | Each | Local | ZAR | 1 |  | 0 | 0 | 0
| 441 | GLC-LH-SMD= | 1000BASE-LX/LH SFP transceiver module, MMF/SMF, 1310nm, DOM | 400 | Each | Local | ZAR | 1 |  | 0 | 0 | 0
| 442 | GLC-SX-MMD= | 1000BASE-SX SFP transceiver module, MMF, 850nm, DOM | 200 | Each | Local | ZAR | 1 |  | 0 | 0 | 0
| 443 | GLC-TE= | 1000BASE-T SFP transceiver module for Category 5 copper wire | 200 | Each | Local | ZAR | 1 |  | 0 | 0 | 0
| 444 | SFP-10G-LR= | 10GBASE-LR SFP Module | 200 | Each | Local | ZAR | 1 |  | 0 | 0 | 0
| 445 | SFP-10G-SR-S= | 10GBASE-SR SFP Module, Enterprise-Class | 768 | Each | Local | ZAR | 1 |  | 0 | 0 | 0
| 446 | QSFP-40G-CSR4= | QSFP 4x10GBASE-SR Transceiver Module, MPO, 300M | 200 | Each | Local | ZAR | 1 |  | 0 | 0 | 0
| 447 | SFP-25G-SR-S= | 25GBASE-SR SFP Module | 768 | Each | Local | ZAR | 1 |  | 0 | 0 | 0
| 448 | QSFP-40/100-SRBD= | 100G and 40GBASE SR-BiDi QSFP Transceiver, LC, 100m OM4 MMF | 800 | Each | Local | ZAR | 1 |  | 0 | 0 | 0
[10 empty] | Sub Total |  | 0
Optical |  |  | Optical
| 449 | L-NCS2K-100G-LIC= | 100G bandwidth client license | 1 | Each | Local | ZAR | 1 |  | 0 | 0 | 0
| 450 | L-NCS2K-16QAM= | WDM Port License - Upgrade to 16QAM (200G) | 1 | Each | Local | ZAR | 1 |  | 0 | 0 | 0
| 451 | 15454-OPT-EDFA-17= | EDFA amplifier 17 dB max gain, 50 GHz compatible | 1 | Each | Local | ZAR | 1 |  | 0 | 0 | 0
| 452 | CON-SNT-15454OPT | SNTC-8X5XNBD 15454 MSTP - Optical Amplifier - C-band | 1 | Each | Local | ZAR | 1 |  | 0 | 0 | 0
| 453 | 15454M-R1112SWK9= | MSTP - ANSI & ETSI, R11.1.2 - RTU LIC DVD, NO WSON | 1 | Each | Local | ZAR | 1 |  | 0 | 0 | 0
| 454 | QSFP-40G-SR4= | 40GBASE-SR4 QSFP Transceiver Module with MPO Connector | 1 | Each | Local | ZAR | 1 |  | 0 | 0 | 0
| 455 | 15454E-BLANK= | 15454 ETSI Blank Module (Slot Filler) | 1 | Each | Local | ZAR | 1 |  | 0 | 0 | 0
| 456 | ONS-SE-155-1510= | SFP - OC3/STM1 CWDM, 1510 nm, EXT | 1 | Each | Local | ZAR | 1 |  | 0 | 0 | 0
| 457 | CON-SNT-1551510 | SNTC-8X5XNBD SFP - OC3/STM1 CWDM | 1 | Each | Local | ZAR | 1 |  | 0 | 0 | 0
| 458 | 15216-ATT-LC-10= | Bulk Attenuator - LC Connector - 10dB | 1 | Each | Local | ZAR | 1 |  | 0 | 0 | 0
| 459 | NCS2K-400GXP-L-K9= | 400G CFP2 MR XP Licensed 100G Client bandwidth + 1 port WDM | 1 | Each | Local | ZAR | 1 |  | 0 | 0 | 0
| 460 | CON-SNT-NCS2K4GL | SNTC-8X5XNBD 400G CFP2 MR XP Licensed 100G Client ban | 1 | Each | Local | ZAR | 1 |  | 0 | 0 | 0
| 461 | 15454-LC-LC-2= | Fiber patchcord - LC to LC - 2m | 1 | Each | Local | ZAR | 1 |  | 0 | 0 | 0
| 462 | ONS-CFP2-WDM2= | 100G QPSK / 200G 16-QAM - WDM CFP2 Pluggable | 16 | Each | Local | ZAR | 1 |  | 0 | 0 | 0
| 463 | CON-SNT-ONSPCFP2 | SNTC-8X5XNBD 100G QPSK / 200G 16-QAM - WDM CFP2 Plugg | 16 | Each | Local | ZAR | 1 |  | 0 | 0 | 0
| 464 | NCS2K-400G-XP= | 400G CFP2 MR Xponder | 8 | Each | Local | ZAR | 1 |  | 0 | 0 | 0
| 465 | CON-SNBD-NCS2K4GP | SHIP NEXT BUS DAY400G CFP2 MR Xponder | 8 | Each | Local | ZAR | 1 |  | 0 | 0 | 0
[10 empty] | Sub Total |  | 0
Campus Access |  |  | Campus Access
| 466 | C9300X-48HX-A | Catalyst 9300 48-port mGig UPoE+, Network Advantage | 1 | Each | Local | ZAR | 1 |  | 0 | 0 | 0
| 467 | CON-L1NBD-C9300XY4 | CX LEVEL 1 8X5XNBD Catalyst 9300 48-port mGig UPoE+, Networ | 1 | Each | Local | ZAR | 1 |  | 0 | 0 | 0
| 468 | C9300-DNA-A-48 | C9300 DNA Advantage, 48-Port Term Licenses | 1 | Each | Local | ZAR | 1 |  | 0 | 0 | 0
| 469 | CON-L1SWT-C93A48 | CX LEVEL 1 SW SUB C9300 DNA Advantage | 1 | Each | Local | ZAR | 1 |  | 0 | 0 | 0
| 470 | C9300-DNA-A-48-5Y | C9300 DNA Advantage, 48-Port, 5 Year Term License | 1 | Each | Local | ZAR | 1 |  | 0 | 0 | 0
| 471 | TE-EMBEDDED-T | Cisco ThousandEyes Enterprise Agent IBN Embedded | 1 | Each | Local | ZAR | 1 |  | 0 | 0 | 0
| 472 | TE-EMBEDDED-T-5Y | ThousandEyes - Enterprise Agents | 1 | Each | Local | ZAR | 1 |  | 0 | 0 | 0
| 473 | D-DNAS-EXT-S-T | Cisco DNA Spaces Extend Term License for Catalyst Switches | 1 | Each | Local | ZAR | 1 |  | 0 | 0 | 0
| 474 | D-DNAS-EXT-S-5Y | Cisco DNA Spaces Extend for Catalyst Switching - 5Year | 1 | Each | Local | ZAR | 1 |  | 0 | 0 | 0
| 475 | C9300-NW-A-48 | C9300 Network Advantage, 48-port license | 1 | Each | Local | ZAR | 1 |  | 0 | 0 | 0
| 476 | SC9300UK9-1715 | CAT9300/9400/9500/9600 UNIVERSAL | 1 | Each | Local | ZAR | 1 |  | 0 | 0 | 0
| 477 | PWR-C1-1100WAC-P | 1100W AC 80+ platinum Config 1 Power Supply | 1 | Each | Local | ZAR | 1 |  | 0 | 0 | 0
| 478 | PWR-C1-1100WAC-P/2 | 1100W AC 80+ platinum Config 1 Secondary Power Supply | 1 | Each | Local | ZAR | 1 |  | 0 | 0 | 0
| 479 | CAB-C15-CBN | Cabinet Jumper Power Cord, 250 VAC 13A, C14-C15 Connectors | 2 | Each | Local | ZAR | 1 |  | 0 | 0 | 0
| 480 | SSD-240G | Cisco pluggable USB3.0 SSD storage | 1 | Each | Local | ZAR | 1 |  | 0 | 0 | 0
| 481 | STACK-T1-50CM | 50CM Type 1 Stacking Cable | 1 | Each | Local | ZAR | 1 |  | 0 | 0 | 0
| 482 | CAB-SPWR-30CM | Catalyst Stack Power Cable 30 CM | 1 | Each | Local | ZAR | 1 |  | 0 | 0 | 0
| 483 | TE-C9K-SW | TE agent for IOSXE on C9K | 1 | Each | Local | ZAR | 1 |  | 0 | 0 | 0
| 484 | C9K-ACC-RBFT | RUBBER FEET FOR TABLE TOP SETUP 9200 and 93xx | 1 | Each | Local | ZAR | 1 |  | 0 | 0 | 0
| 485 | C9K-ACC-SCR-4 | 12-24 and 10-32 SCREWS FOR RACK INSTALLATION, QTY 4 | 1 | Each | Local | ZAR | 1 |  | 0 | 0 | 0
| 486 | CAB-GUIDE-1RU | 1RU CABLE MANAGEMENT GUIDES 9200 and 9300 | 1 | Each | Local | ZAR | 1 |  | 0 | 0 | 0
| 487 | C9300X-NM-8Y | Catalyst 9300 8 x 10G/25G Network Module SFP+/SFP28 | 1 | Each | Local | ZAR | 1 |  | 0 | 0 | 0
| 488 | NETWORK-PNP-LIC | Network Plug-n-Play Connect for zero-touch device deployment | 1 | Each | Local | ZAR | 1 |  | 0 | 0 | 0
| 489 | C9300X-48TX-A | Catalyst 9300 48-port mGig data only, Network Advantage | 100 | Each | Local | ZAR | 1 |  | 0 | 0 | 0
| 490 | CON-L1NBD-C9300XZ4 | CX LEVEL 1 8X5XNBD Catalyst 9300 48-port mGig data only, Ne | 100 | Each | Local | ZAR | 1 |  | 0 | 0 | 0
| 491 | C9300-DNA-A-48 | C9300 DNA Advantage, 48-Port Term Licenses | 100 | Each | Local | ZAR | 1 |  | 0 | 0 | 0
| 492 | CON-L1SWT-C93A48 | CX LEVEL 1 SW SUB C9300 DNA Advantage | 100 | Each | Local | ZAR | 1 |  | 0 | 0 | 0
| 493 | C9300-DNA-A-48-5Y | C9300 DNA Advantage, 48-Port, 5 Year Term License | 100 | Each | Local | ZAR | 1 |  | 0 | 0 | 0
| 494 | TE-EMBEDDED-T | Cisco ThousandEyes Enterprise Agent IBN Embedded | 100 | Each | Local | ZAR | 1 |  | 0 | 0 | 0
| 495 | TE-EMBEDDED-T-5Y | ThousandEyes - Enterprise Agents | 100 | Each | Local | ZAR | 1 |  | 0 | 0 | 0
| 496 | D-DNAS-EXT-S-T | Cisco DNA Spaces Extend Term License for Catalyst Switches | 100 | Each | Local | ZAR | 1 |  | 0 | 0 | 0
| 497 | D-DNAS-EXT-S-5Y | Cisco DNA Spaces Extend for Catalyst Switching - 5Year | 100 | Each | Local | ZAR | 1 |  | 0 | 0 | 0
| 498 | C9300-NW-A-48 | C9300 Network Advantage, 48-port license | 100 | Each | Local | ZAR | 1 |  | 0 | 0 | 0
| 499 | SC9300UK9-1715 | CAT9300/9400/9500/9600 UNIVERSAL | 100 | Each | Local | ZAR | 1 |  | 0 | 0 | 0
| 500 | PWR-C1-715WAC-P | 715W AC 80+ platinum Config 1 Power Supply | 100 | Each | Local | ZAR | 1 |  | 0 | 0 | 0
| 501 | PWR-C1-715WAC-P/2 | 715W AC 80+ platinum Config 1 SecondaryPower Supply | 100 | Each | Local | ZAR | 1 |  | 0 | 0 | 0
| 502 | CAB-C15-CBN-IN | AC Power Cord, Type C15 Cable, India | 200 | Each | Local | ZAR | 1 |  | 0 | 0 | 0
| 503 | SSD-240G | Cisco pluggable USB3.0 SSD storage | 100 | Each | Local | ZAR | 1 |  | 0 | 0 | 0
| 504 | STACK-T1-50CM | 50CM Type 1 Stacking Cable | 100 | Each | Local | ZAR | 1 |  | 0 | 0 | 0
| 505 | CAB-SPWR-30CM | Catalyst Stack Power Cable 30 CM | 100 | Each | Local | ZAR | 1 |  | 0 | 0 | 0
| 506 | TE-C9K-SW | TE agent for IOSXE on C9K | 100 | Each | Local | ZAR | 1 |  | 0 | 0 | 0
| 507 | C9K-ACC-RBFT | RUBBER FEET FOR TABLE TOP SETUP 9200 and 93xx | 100 | Each | Local | ZAR | 1 |  | 0 | 0 | 0
| 508 | C9K-ACC-SCR-4 | 12-24 and 10-32 SCREWS FOR RACK INSTALLATION, QTY 4 | 100 | Each | Local | ZAR | 1 |  | 0 | 0 | 0
| 509 | CAB-GUIDE-1RU | 1RU CABLE MANAGEMENT GUIDES 9200 and 9300 | 100 | Each | Local | ZAR | 1 |  | 0 | 0 | 0
| 510 | C9300X-NM-2C | Catalyst 9300 2 x 40G/100G Network Module QSFP+/QSFP28 | 100 | Each | Local | ZAR | 1 |  | 0 | 0 | 0
| 511 | NETWORK-PNP-LIC | Network Plug-n-Play Connect for zero-touch device deployment | 100 | Each | Local | ZAR | 1 |  | 0 | 0 | 0
| 512 | C9300X-48HXN-A | Catalyst 9300 48-port, 8xmGig+40x5G 90W UPOE+, Network Adv | 1 | Each | Local | ZAR | 1 |  | 0 | 0 | 0
| 513 | CON-L1NBD-C9300XM4 | CX LEVEL 1 8X5XNBD Catalyst 9300 48-port, 8xmGig+40x5G 90W | 1 | Each | Local | ZAR | 1 |  | 0 | 0 | 0
| 514 | C9300-DNA-A-48 | C9300 DNA Advantage, 48-Port Term Licenses | 1 | Each | Local | ZAR | 1 |  | 0 | 0 | 0
| 515 | CON-L1SWT-C93A48 | CX LEVEL 1 SW SUB C9300 DNA Advantage | 1 | Each | Local | ZAR | 1 |  | 0 | 0 | 0
| 516 | C9300-DNA-A-48-5Y | C9300 DNA Advantage, 48-Port, 5 Year Term License | 1 | Each | Local | ZAR | 1 |  | 0 | 0 | 0
| 517 | TE-EMBEDDED-T | Cisco ThousandEyes Enterprise Agent IBN Embedded | 1 | Each | Local | ZAR | 1 |  | 0 | 0 | 0
| 518 | TE-EMBEDDED-T-5Y | ThousandEyes - Enterprise Agents | 1 | Each | Local | ZAR | 1 |  | 0 | 0 | 0
| 519 | D-DNAS-EXT-S-T | Cisco DNA Spaces Extend Term License for Catalyst Switches | 1 | Each | Local | ZAR | 1 |  | 0 | 0 | 0
| 520 | D-DNAS-EXT-S-5Y | Cisco DNA Spaces Extend for Catalyst Switching - 5Year | 1 | Each | Local | ZAR | 1 |  | 0 | 0 | 0
| 521 | C9300-NW-A-48 | C9300 Network Advantage, 48-port license | 1 | Each | Local | ZAR | 1 |  | 0 | 0 | 0
| 522 | SC9300UK9-1715 | CAT9300/9400/9500/9600 UNIVERSAL | 1 | Each | Local | ZAR | 1 |  | 0 | 0 | 0
| 523 | PWR-C1-1900WAC-UP | Upgrade option 1900W AC 80+ platinum Config 1 Power Supply | 1 | Each | Local | ZAR | 1 |  | 0 | 0 | 0
| 524 | PWR-C1-1900WAC-P/2 | 1900W AC 80+ platinum Config 1 Secondary Power Supply | 1 | Each | Local | ZAR | 1 |  | 0 | 0 | 0
| 525 | C9K-PWR-CAB-AC-SA | Power Cord for 1900W AC Power Supply For Cat9K(South Africa) | 2 | Each | Local | ZAR | 1 |  | 0 | 0 | 0
| 526 | SSD-240G | Cisco pluggable USB3.0 SSD storage | 1 | Each | Local | ZAR | 1 |  | 0 | 0 | 0
| 527 | STACK-T1-50CM | 50CM Type 1 Stacking Cable | 1 | Each | Local | ZAR | 1 |  | 0 | 0 | 0
| 528 | CAB-SPWR-30CM | Catalyst Stack Power Cable 30 CM | 1 | Each | Local | ZAR | 1 |  | 0 | 0 | 0
| 529 | TE-C9K-SW | TE agent for IOSXE on C9K | 1 | Each | Local | ZAR | 1 |  | 0 | 0 | 0
| 530 | C9K-ACC-RBFT | RUBBER FEET FOR TABLE TOP SETUP 9200 and 93xx | 1 | Each | Local | ZAR | 1 |  | 0 | 0 | 0
| 531 | C9K-ACC-SCR-4 | 12-24 and 10-32 SCREWS FOR RACK INSTALLATION, QTY 4 | 1 | Each | Local | ZAR | 1 |  | 0 | 0 | 0
| 532 | CAB-GUIDE-1RU | 1RU CABLE MANAGEMENT GUIDES 9200 and 9300 | 1 | Each | Local | ZAR | 1 |  | 0 | 0 | 0
| 533 | C9300X-NM-8M | Catalyst 9300 8 x mGig Network Module | 1 | Each | Local | ZAR | 1 |  | 0 | 0 | 0
| 534 | NETWORK-PNP-LIC | Network Plug-n-Play Connect for zero-touch device deployment | 1 | Each | Local | ZAR | 1 |  | 0 | 0 | 0
| 535 | C9300X-24HX-A | Catalyst 9300 24-port mGig UPoE+, Network Advantage | 1 | Each | Local | ZAR | 1 |  | 0 | 0 | 0
| 536 | CON-L1NBD-C9300X3A | CX LEVEL 1 8X5XNBD Catalyst 9300 24-port mGig UPoE, Networ | 1 | Each | Local | ZAR | 1 |  | 0 | 0 | 0
| 537 | C9300-DNA-A-24 | C9300 DNA Advantage, 24-port Term Licenses | 1 | Each | Local | ZAR | 1 |  | 0 | 0 | 0
| 538 | CON-L1SWT-C93A24 | CX LEVEL 1 SW SUB C9300 DNA Advantage | 1 | Each | Local | ZAR | 1 |  | 0 | 0 | 0
| 539 | C9300-DNA-A-24-5Y | C9300 DNA Advantage, 24-Port, 5 Year Term License | 1 | Each | Local | ZAR | 1 |  | 0 | 0 | 0
| 540 | C9300-NW-A-24 | C9300 Network Advantage, 24-port license | 1 | Each | Local | ZAR | 1 |  | 0 | 0 | 0
| 541 | SC9300UK9-1715 | CAT9300/9400/9500/9600 UNIVERSAL | 1 | Each | Local | ZAR | 1 |  | 0 | 0 | 0
| 542 | PWR-C1-1100WAC-P | 1100W AC 80+ platinum Config 1 Power Supply | 1 | Each | Local | ZAR | 1 |  | 0 | 0 | 0
| 543 | PWR-C1-715WAC-P/2 | 715W AC 80+ platinum Config 1 SecondaryPower Supply | 1 | Each | Local | ZAR | 1 |  | 0 | 0 | 0
| 544 | CAB-TA-IN | India AC Type A Power Cable | 2 | Each | Local | ZAR | 1 |  | 0 | 0 | 0
| 545 | SSD-240G | Cisco pluggable USB3.0 SSD storage | 1 | Each | Local | ZAR | 1 |  | 0 | 0 | 0
| 546 | STACK-T1-50CM | 50CM Type 1 Stacking Cable | 1 | Each | Local | ZAR | 1 |  | 0 | 0 | 0
| 547 | CAB-SPWR-30CM | Catalyst Stack Power Cable 30 CM | 1 | Each | Local | ZAR | 1 |  | 0 | 0 | 0
| 548 | TE-C9K-SW | TE agent for IOSXE on C9K | 1 | Each | Local | ZAR | 1 |  | 0 | 0 | 0
| 549 | C9K-ACC-RBFT | RUBBER FEET FOR TABLE TOP SETUP 9200 and 93xx | 1 | Each | Local | ZAR | 1 |  | 0 | 0 | 0
| 550 | C9K-ACC-SCR-4 | 12-24 and 10-32 SCREWS FOR RACK INSTALLATION, QTY 4 | 1 | Each | Local | ZAR | 1 |  | 0 | 0 | 0
| 551 | CAB-GUIDE-1RU | 1RU CABLE MANAGEMENT GUIDES 9200 and 9300 | 1 | Each | Local | ZAR | 1 |  | 0 | 0 | 0
| 552 | TE-EMBEDDED-T | Cisco ThousandEyes Enterprise Agent IBN Embedded | 1 | Each | Local | ZAR | 1 |  | 0 | 0 | 0
| 553 | TE-EMBEDDED-T-5Y | ThousandEyes - Enterprise Agents | 1 | Each | Local | ZAR | 1 |  | 0 | 0 | 0
| 554 | D-DNAS-EXT-S-T | Cisco DNA Spaces Extend Term License for Catalyst Switches | 1 | Each | Local | ZAR | 1 |  | 0 | 0 | 0
| 555 | D-DNAS-EXT-S-5Y | Cisco DNA Spaces Extend for Catalyst Switching - 5Year | 1 | Each | Local | ZAR | 1 |  | 0 | 0 | 0
| 556 | C9300X-NM-8Y | Catalyst 9300 8 x 10G/25G Network Module SFP+/SFP28 | 1 | Each | Local | ZAR | 1 |  | 0 | 0 | 0
| 557 | NETWORK-PNP-LIC | Network Plug-n-Play Connect for zero-touch device deployment | 1 | Each | Local | ZAR | 1 |  | 0 | 0 | 0
| 558 | C9300X-12Y-A | Catalyst 9300X 12x25G Fiber Ports, modular uplink Switch | 100 | Each | Local | ZAR | 1 |  | 0 | 0 | 0
| 559 | CON-L1NBD-C9300X21 | CX LEVEL 1 8X5XNBD Catalyst 9300X 12x25G Fiber Ports, modul | 100 | Each | Local | ZAR | 1 |  | 0 | 0 | 0
| 560 | C9300X-DNA-12Y-A | C9300 DNA Advantage, Term License | 100 | Each | Local | ZAR | 1 |  | 0 | 0 | 0
| 561 | CON-L1SWT-C9300XXD | CX LEVEL 1 SW SUB C9300 DNA Advantage, | 100 | Each | Local | ZAR | 1 |  | 0 | 0 | 0
| 562 | C9300-DNA-L-A-5Y | DNA Advantage 5 Year License | 100 | Each | Local | ZAR | 1 |  | 0 | 0 | 0
| 563 | TE-EMBEDDED-T | Cisco ThousandEyes Enterprise Agent IBN Embedded | 100 | Each | Local | ZAR | 1 |  | 0 | 0 | 0
| 564 | TE-EMBEDDED-T-5Y | ThousandEyes - Enterprise Agents | 100 | Each | Local | ZAR | 1 |  | 0 | 0 | 0
| 565 | D-DNAS-EXT-S-T | Cisco DNA Spaces Extend Term License for Catalyst Switches | 100 | Each | Local | ZAR | 1 |  | 0 | 0 | 0
| 566 | D-DNAS-EXT-S-5Y | Cisco DNA Spaces Extend for Catalyst Switching - 5Year | 100 | Each | Local | ZAR | 1 |  | 0 | 0 | 0
| 567 | PWR-C1-715WAC-P | 715W AC 80+ platinum Config 1 Power Supply | 100 | Each | Local | ZAR | 1 |  | 0 | 0 | 0
| 568 | PWR-C1-715WAC-P/2 | 715W AC 80+ platinum Config 1 SecondaryPower Supply | 100 | Each | Local | ZAR | 1 |  | 0 | 0 | 0
| 569 | CAB-TA-IN | India AC Type A Power Cable | 200 | Each | Local | ZAR | 1 |  | 0 | 0 | 0
| 570 | C9300X-NW-A-12 | C9300 Network Advantage, 12-port license | 100 | Each | Local | ZAR | 1 |  | 0 | 0 | 0
| 571 | STACK-T1-50CM | 50CM Type 1 Stacking Cable | 100 | Each | Local | ZAR | 1 |  | 0 | 0 | 0
| 572 | CAB-SPWR-150CM | Catalyst Stack Power Cable 150 CM - Upgrade | 100 | Each | Local | ZAR | 1 |  | 0 | 0 | 0
| 573 | SSD-240G | Cisco pluggable USB3.0 SSD storage | 100 | Each | Local | ZAR | 1 |  | 0 | 0 | 0
| 574 | TE-C9K-SW | TE agent for IOSXE on C9K | 100 | Each | Local | ZAR | 1 |  | 0 | 0 | 0
| 575 | C9K-ACC-RBFT | RUBBER FEET FOR TABLE TOP SETUP 9200 and 93xx | 100 | Each | Local | ZAR | 1 |  | 0 | 0 | 0
| 576 | C9K-ACC-SCR-4 | 12-24 and 10-32 SCREWS FOR RACK INSTALLATION, QTY 4 | 100 | Each | Local | ZAR | 1 |  | 0 | 0 | 0
| 577 | CAB-GUIDE-1RU | 1RU CABLE MANAGEMENT GUIDES 9200 and 9300 | 100 | Each | Local | ZAR | 1 |  | 0 | 0 | 0
| 578 | C9300X-NM-8M | Catalyst 9300 8 x mGig Network Module | 100 | Each | Local | ZAR | 1 |  | 0 | 0 | 0
| 579 | NETWORK-PNP-LIC | Network Plug-n-Play Connect for zero-touch device deployment | 100 | Each | Local | ZAR | 1 |  | 0 | 0 | 0
| 580 | SC9300UK9-1718 | CAT9300/9400/9500/9600 UNIVERSAL | 100 | Each | Local | ZAR | 1 |  | 0 | 0 | 0
| 581 | C9300X-24Y-A | Catalyst 9300X 24x25G Fiber Ports, modular uplink Switch | 1 | Each | Local | ZAR | 1 |  | 0 | 0 | 0
| 582 | CON-L1NBD-C9300XYA | CX LEVEL 1 8X5XNBD Catalyst 9300X 24x25G Fiber Ports, modul | 1 | Each | Local | ZAR | 1 |  | 0 | 0 | 0
| 583 | C9300X-DNA-24Y-A | C9300 DNA Advantage, Term License | 1 | Each | Local | ZAR | 1 |  | 0 | 0 | 0
| 584 | CON-L1SWT-C930024 | CX LEVEL 1 SW SUB C9300 DNA Advantage, Term License | 1 | Each | Local | ZAR | 1 |  | 0 | 0 | 0
| 585 | C9300-DNA-L-A-5Y | DNA Advantage 5 Year License | 1 | Each | Local | ZAR | 1 |  | 0 | 0 | 0
| 586 | TE-EMBEDDED-T | Cisco ThousandEyes Enterprise Agent IBN Embedded | 1 | Each | Local | ZAR | 1 |  | 0 | 0 | 0
| 587 | TE-EMBEDDED-T-5Y | ThousandEyes - Enterprise Agents | 1 | Each | Local | ZAR | 1 |  | 0 | 0 | 0
| 588 | D-DNAS-EXT-S-T | Cisco DNA Spaces Extend Term License for Catalyst Switches | 1 | Each | Local | ZAR | 1 |  | 0 | 0 | 0
| 589 | D-DNAS-EXT-S-5Y | Cisco DNA Spaces Extend for Catalyst Switching - 5Year | 1 | Each | Local | ZAR | 1 |  | 0 | 0 | 0
| 590 | PWR-C1-715WAC-P | 715W AC 80+ platinum Config 1 Power Supply | 1 | Each | Local | ZAR | 1 |  | 0 | 0 | 0
| 591 | PWR-C1-715WAC-P/2 | 715W AC 80+ platinum Config 1 SecondaryPower Supply | 1 | Each | Local | ZAR | 1 |  | 0 | 0 | 0
| 592 | CAB-C15-CBN | Cabinet Jumper Power Cord, 250 VAC 13A, C14-C15 Connectors | 2 | Each | Local | ZAR | 1 |  | 0 | 0 | 0
| 593 | C9300X-NW-A-24 | C9300 Network Advantage, 24-port license | 1 | Each | Local | ZAR | 1 |  | 0 | 0 | 0
| 594 | STACK-T1-50CM | 50CM Type 1 Stacking Cable | 1 | Each | Local | ZAR | 1 |  | 0 | 0 | 0
| 595 | CAB-SPWR-150CM | Catalyst Stack Power Cable 150 CM - Upgrade | 1 | Each | Local | ZAR | 1 |  | 0 | 0 | 0
| 596 | SSD-240G | Cisco pluggable USB3.0 SSD storage | 1 | Each | Local | ZAR | 1 |  | 0 | 0 | 0
| 597 | TE-C9K-SW | TE agent for IOSXE on C9K | 1 | Each | Local | ZAR | 1 |  | 0 | 0 | 0
| 598 | C9K-ACC-RBFT | RUBBER FEET FOR TABLE TOP SETUP 9200 and 93xx | 1 | Each | Local | ZAR | 1 |  | 0 | 0 | 0
| 599 | C9K-ACC-SCR-4 | 12-24 and 10-32 SCREWS FOR RACK INSTALLATION, QTY 4 | 1 | Each | Local | ZAR | 1 |  | 0 | 0 | 0
| 600 | CAB-GUIDE-1RU | 1RU CABLE MANAGEMENT GUIDES 9200 and 9300 | 1 | Each | Local | ZAR | 1 |  | 0 | 0 | 0
| 601 | C9300X-NM-4C | Catalyst 9300 4 x 40G/100G Network Module QSFP+/QSFP28 | 1 | Each | Local | ZAR | 1 |  | 0 | 0 | 0
| 602 | NETWORK-PNP-LIC | Network Plug-n-Play Connect for zero-touch device deployment | 1 | Each | Local | ZAR | 1 |  | 0 | 0 | 0
| 603 | SC9300UK9-1718 | CAT9300/9400/9500/9600 UNIVERSAL | 1 | Each | Local | ZAR | 1 |  | 0 | 0 | 0
| 604 | C9300-24T-A | Catalyst 9300 24-port data only, Network Advantage | 1 | Each | Local | ZAR | 1 |  | 0 | 0 | 0
| 605 | CON-L1NBD-C93002TA | CX LEVEL 1 8X5XNBD Catalyst 9300 24-port data only, Network | 1 | Each | Local | ZAR | 1 |  | 0 | 0 | 0
| 606 | C9300-DNA-A-24 | C9300 DNA Advantage, 24-port Term Licenses | 1 | Each | Local | ZAR | 1 |  | 0 | 0 | 0
| 607 | CON-L1SWT-C93A24 | CX LEVEL 1 SW SUB C9300 DNA Advantage | 1 | Each | Local | ZAR | 1 |  | 0 | 0 | 0
| 608 | C9300-DNA-A-24-3Y | C9300 DNA Advantage, 24-Port, 3 Year Term License | 1 | Each | Local | ZAR | 1 |  | 0 | 0 | 0
| 609 | D-DNAS-EXT-S-T | Cisco DNA Spaces Extend Term License for Catalyst Switches | 1 | Each | Local | ZAR | 1 |  | 0 | 0 | 0
| 610 | D-DNAS-EXT-S-3Y | Cisco DNA Spaces Extend for Catalyst Switching - 3Year | 1 | Each | Local | ZAR | 1 |  | 0 | 0 | 0
| 611 | TE-EMBEDDED-T | Cisco ThousandEyes Enterprise Agent IBN Embedded | 1 | Each | Local | ZAR | 1 |  | 0 | 0 | 0
| 612 | TE-EMBEDDED-T-3Y | ThousandEyes - Enterprise Agents | 1 | Each | Local | ZAR | 1 |  | 0 | 0 | 0
| 613 | C9300-NW-A-24 | C9300 Network Advantage, 24-port license | 1 | Each | Local | ZAR | 1 |  | 0 | 0 | 0
| 614 | SC9300UK9-1715 | CAT9300/9400/9500/9600 UNIVERSAL | 1 | Each | Local | ZAR | 1 |  | 0 | 0 | 0
| 615 | PWR-C1-350WAC-P | 350W AC 80+ platinum Config 1 Power Supply | 1 | Each | Local | ZAR | 1 |  | 0 | 0 | 0
| 616 | PWR-C1-350WAC-P/2 | 350W AC 80+ platinum Config 1 Secondary Power Supply | 1 | Each | Local | ZAR | 1 |  | 0 | 0 | 0
| 617 | CAB-C15-CBN-IN | AC Power Cord, Type C15 Cable, India | 2 | Each | Local | ZAR | 1 |  | 0 | 0 | 0
| 618 | SSD-240G | Cisco pluggable USB3.0 SSD storage | 1 | Each | Local | ZAR | 1 |  | 0 | 0 | 0
| 619 | STACK-T1-50CM | 50CM Type 1 Stacking Cable | 1 | Each | Local | ZAR | 1 |  | 0 | 0 | 0
| 620 | CAB-SPWR-30CM | Catalyst Stack Power Cable 30 CM | 1 | Each | Local | ZAR | 1 |  | 0 | 0 | 0
| 621 | TE-C9K-SW | TE agent for IOSXE on C9K | 1 | Each | Local | ZAR | 1 |  | 0 | 0 | 0
| 622 | C9K-ACC-RBFT | RUBBER FEET FOR TABLE TOP SETUP 9200 and 93xx | 1 | Each | Local | ZAR | 1 |  | 0 | 0 | 0
| 623 | C9K-ACC-SCR-4 | 12-24 and 10-32 SCREWS FOR RACK INSTALLATION, QTY 4 | 1 | Each | Local | ZAR | 1 |  | 0 | 0 | 0
| 624 | CAB-GUIDE-1RU | 1RU CABLE MANAGEMENT GUIDES 9200 and 9300 | 1 | Each | Local | ZAR | 1 |  | 0 | 0 | 0
| 625 | C9300-NM-4G | Catalyst 9300 4 x 1GE Network Module | 1 | Each | Local | ZAR | 1 |  | 0 | 0 | 0
| 626 | NETWORK-PNP-LIC | Network Plug-n-Play Connect for zero-touch device deployment | 1 | Each | Local | ZAR | 1 |  | 0 | 0 | 0
| 627 | C9300-48T-A | Catalyst 9300 48-port data only, Network Advantage | 1 | Each | Local | ZAR | 1 |  | 0 | 0 | 0
| 628 | CON-L1NBD-C93004TA | CX LEVEL 1 8X5XNBD Catalyst 9300 48-port data only, Network | 1 | Each | Local | ZAR | 1 |  | 0 | 0 | 0
| 629 | C9300-DNA-A-48 | C9300 DNA Advantage, 48-Port Term Licenses | 1 | Each | Local | ZAR | 1 |  | 0 | 0 | 0
| 630 | CON-L1SWT-C93A48 | CX LEVEL 1 SW SUB C9300 DNA Advantage | 1 | Each | Local | ZAR | 1 |  | 0 | 0 | 0
| 631 | C9300-DNA-A-48-3Y | C9300 DNA Advantage, 48-Port, 3 Year Term License | 1 | Each | Local | ZAR | 1 |  | 0 | 0 | 0
| 632 | D-DNAS-EXT-S-T | Cisco DNA Spaces Extend Term License for Catalyst Switches | 1 | Each | Local | ZAR | 1 |  | 0 | 0 | 0
| 633 | D-DNAS-EXT-S-3Y | Cisco DNA Spaces Extend for Catalyst Switching - 3Year | 1 | Each | Local | ZAR | 1 |  | 0 | 0 | 0
| 634 | TE-EMBEDDED-T | Cisco ThousandEyes Enterprise Agent IBN Embedded | 1 | Each | Local | ZAR | 1 |  | 0 | 0 | 0
| 635 | TE-EMBEDDED-T-3Y | ThousandEyes - Enterprise Agents | 1 | Each | Local | ZAR | 1 |  | 0 | 0 | 0
| 636 | C9300-NW-A-48 | C9300 Network Advantage, 48-port license | 1 | Each | Local | ZAR | 1 |  | 0 | 0 | 0
| 637 | SC9300UK9-1715 | CAT9300/9400/9500/9600 UNIVERSAL | 1 | Each | Local | ZAR | 1 |  | 0 | 0 | 0
| 638 | PWR-C1-350WAC-P | 350W AC 80+ platinum Config 1 Power Supply | 1 | Each | Local | ZAR | 1 |  | 0 | 0 | 0
| 639 | PWR-C1-350WAC-P/2 | 350W AC 80+ platinum Config 1 Secondary Power Supply | 1 | Each | Local | ZAR | 1 |  | 0 | 0 | 0
| 640 | CAB-TA-IN | India AC Type A Power Cable | 2 | Each | Local | ZAR | 1 |  | 0 | 0 | 0
| 641 | SSD-240G | Cisco pluggable USB3.0 SSD storage | 1 | Each | Local | ZAR | 1 |  | 0 | 0 | 0
| 642 | STACK-T1-50CM | 50CM Type 1 Stacking Cable | 1 | Each | Local | ZAR | 1 |  | 0 | 0 | 0
| 643 | CAB-SPWR-30CM | Catalyst Stack Power Cable 30 CM | 1 | Each | Local | ZAR | 1 |  | 0 | 0 | 0
| 644 | TE-C9K-SW | TE agent for IOSXE on C9K | 1 | Each | Local | ZAR | 1 |  | 0 | 0 | 0
| 645 | C9K-ACC-RBFT | RUBBER FEET FOR TABLE TOP SETUP 9200 and 93xx | 1 | Each | Local | ZAR | 1 |  | 0 | 0 | 0
| 646 | C9K-ACC-SCR-4 | 12-24 and 10-32 SCREWS FOR RACK INSTALLATION, QTY 4 | 1 | Each | Local | ZAR | 1 |  | 0 | 0 | 0
| 647 | CAB-GUIDE-1RU | 1RU CABLE MANAGEMENT GUIDES 9200 and 9300 | 1 | Each | Local | ZAR | 1 |  | 0 | 0 | 0
| 648 | C9300-NM-4M | Catalyst 9300 4 x mGig Network Module | 1 | Each | Local | ZAR | 1 |  | 0 | 0 | 0
| 649 | NETWORK-PNP-LIC | Network Plug-n-Play Connect for zero-touch device deployment | 1 | Each | Local | ZAR | 1 |  | 0 | 0 | 0
| 650 | C9300-24P-A | Catalyst 9300 24-port PoE+, Network Advantage | 1 | Each | Local | ZAR | 1 |  | 0 | 0 | 0
| 651 | CON-L1NBD-C93002PA | CX LEVEL 1 8X5XNBD Catalyst 9300 24-port PoE+, Network Advan | 1 | Each | Local | ZAR | 1 |  | 0 | 0 | 0
| 652 | C9300-DNA-A-24 | C9300 DNA Advantage, 24-port Term Licenses | 1 | Each | Local | ZAR | 1 |  | 0 | 0 | 0
| 653 | CON-L1SWT-C93A24 | CX LEVEL 1 SW SUB C9300 DNA Advantage | 1 | Each | Local | ZAR | 1 |  | 0 | 0 | 0
| 654 | C9300-DNA-A-24-5Y | C9300 DNA Advantage, 24-Port, 5 Year Term License | 1 | Each | Local | ZAR | 1 |  | 0 | 0 | 0
| 655 | C9300-NW-A-24 | C9300 Network Advantage, 24-port license | 1 | Each | Local | ZAR | 1 |  | 0 | 0 | 0
| 656 | SC9300UK9-1715 | CAT9300/9400/9500/9600 UNIVERSAL | 1 | Each | Local | ZAR | 1 |  | 0 | 0 | 0
| 657 | PWR-C1-715WAC-P | 715W AC 80+ platinum Config 1 Power Supply | 1 | Each | Local | ZAR | 1 |  | 0 | 0 | 0
| 658 | PWR-C1-715WAC-P/2 | 715W AC 80+ platinum Config 1 SecondaryPower Supply | 1 | Each | Local | ZAR | 1 |  | 0 | 0 | 0
| 659 | CAB-C15-CBN-IN | AC Power Cord, Type C15 Cable, India | 2 | Each | Local | ZAR | 1 |  | 0 | 0 | 0
| 660 | SSD-240G | Cisco pluggable USB3.0 SSD storage | 1 | Each | Local | ZAR | 1 |  | 0 | 0 | 0
| 661 | STACK-T1-50CM | 50CM Type 1 Stacking Cable | 1 | Each | Local | ZAR | 1 |  | 0 | 0 | 0
| 662 | CAB-SPWR-30CM | Catalyst Stack Power Cable 30 CM | 1 | Each | Local | ZAR | 1 |  | 0 | 0 | 0
| 663 | TE-C9K-SW | TE agent for IOSXE on C9K | 1 | Each | Local | ZAR | 1 |  | 0 | 0 | 0
| 664 | C9K-ACC-RBFT | RUBBER FEET FOR TABLE TOP SETUP 9200 and 93xx | 1 | Each | Local | ZAR | 1 |  | 0 | 0 | 0
| 665 | C9K-ACC-SCR-4 | 12-24 and 10-32 SCREWS FOR RACK INSTALLATION, QTY 4 | 1 | Each | Local | ZAR | 1 |  | 0 | 0 | 0
| 666 | CAB-GUIDE-1RU | 1RU CABLE MANAGEMENT GUIDES 9200 and 9300 | 1 | Each | Local | ZAR | 1 |  | 0 | 0 | 0
| 667 | D-DNAS-EXT-S-T | Cisco DNA Spaces Extend Term License for Catalyst Switches | 1 | Each | Local | ZAR | 1 |  | 0 | 0 | 0
| 668 | D-DNAS-EXT-S-5Y | Cisco DNA Spaces Extend for Catalyst Switching - 5Year | 1 | Each | Local | ZAR | 1 |  | 0 | 0 | 0
| 669 | TE-EMBEDDED-T | Cisco ThousandEyes Enterprise Agent IBN Embedded | 1 | Each | Local | ZAR | 1 |  | 0 | 0 | 0
| 670 | TE-EMBEDDED-T-5Y | ThousandEyes - Enterprise Agents | 1 | Each | Local | ZAR | 1 |  | 0 | 0 | 0
| 671 | C9300-NM-4M | Catalyst 9300 4 x mGig Network Module | 1 | Each | Local | ZAR | 1 |  | 0 | 0 | 0
| 672 | NETWORK-PNP-LIC | Network Plug-n-Play Connect for zero-touch device deployment | 1 | Each | Local | ZAR | 1 |  | 0 | 0 | 0
| 673 | C9300-48P-A | Catalyst 9300 48-port PoE+, Network Advantage | 1 | Each | Local | ZAR | 1 |  | 0 | 0 | 0
| 674 | CON-L1NBD-C93004PA | CX LEVEL 1 8X5XNBD Catalyst 9300 48-port PoE+, Network Advan | 1 | Each | Local | ZAR | 1 |  | 0 | 0 | 0
| 675 | C9300-DNA-A-48 | C9300 DNA Advantage, 48-Port Term Licenses | 1 | Each | Local | ZAR | 1 |  | 0 | 0 | 0
| 676 | CON-L1SWT-C93A48 | CX LEVEL 1 SW SUB C9300 DNA Advantage | 1 | Each | Local | ZAR | 1 |  | 0 | 0 | 0
| 677 | C9300-DNA-A-48-5Y | C9300 DNA Advantage, 48-Port, 5 Year Term License | 1 | Each | Local | ZAR | 1 |  | 0 | 0 | 0
| 678 | D-DNAS-EXT-S-T | Cisco DNA Spaces Extend Term License for Catalyst Switches | 1 | Each | Local | ZAR | 1 |  | 0 | 0 | 0
| 679 | D-DNAS-EXT-S-5Y | Cisco DNA Spaces Extend for Catalyst Switching - 5Year | 1 | Each | Local | ZAR | 1 |  | 0 | 0 | 0
| 680 | TE-EMBEDDED-T | Cisco ThousandEyes Enterprise Agent IBN Embedded | 1 | Each | Local | ZAR | 1 |  | 0 | 0 | 0
| 681 | TE-EMBEDDED-T-5Y | ThousandEyes - Enterprise Agents | 1 | Each | Local | ZAR | 1 |  | 0 | 0 | 0
| 682 | C9300-NW-A-48 | C9300 Network Advantage, 48-port license | 1 | Each | Local | ZAR | 1 |  | 0 | 0 | 0
| 683 | SC9300UK9-1715 | CAT9300/9400/9500/9600 UNIVERSAL | 1 | Each | Local | ZAR | 1 |  | 0 | 0 | 0
| 684 | PWR-C1-715WAC-P | 715W AC 80+ platinum Config 1 Power Supply | 1 | Each | Local | ZAR | 1 |  | 0 | 0 | 0
| 685 | PWR-C1-715WAC-P/2 | 715W AC 80+ platinum Config 1 SecondaryPower Supply | 1 | Each | Local | ZAR | 1 |  | 0 | 0 | 0
| 686 | CAB-C15-CBN | Cabinet Jumper Power Cord, 250 VAC 13A, C14-C15 Connectors | 2 | Each | Local | ZAR | 1 |  | 0 | 0 | 0
| 687 | SSD-240G | Cisco pluggable USB3.0 SSD storage | 1 | Each | Local | ZAR | 1 |  | 0 | 0 | 0
| 688 | STACK-T1-50CM | 50CM Type 1 Stacking Cable | 1 | Each | Local | ZAR | 1 |  | 0 | 0 | 0
| 689 | CAB-SPWR-30CM | Catalyst Stack Power Cable 30 CM | 1 | Each | Local | ZAR | 1 |  | 0 | 0 | 0
| 690 | TE-C9K-SW | TE agent for IOSXE on C9K | 1 | Each | Local | ZAR | 1 |  | 0 | 0 | 0
| 691 | C9K-ACC-RBFT | RUBBER FEET FOR TABLE TOP SETUP 9200 and 93xx | 1 | Each | Local | ZAR | 1 |  | 0 | 0 | 0
| 692 | C9K-ACC-SCR-4 | 12-24 and 10-32 SCREWS FOR RACK INSTALLATION, QTY 4 | 1 | Each | Local | ZAR | 1 |  | 0 | 0 | 0
| 693 | CAB-GUIDE-1RU | 1RU CABLE MANAGEMENT GUIDES 9200 and 9300 | 1 | Each | Local | ZAR | 1 |  | 0 | 0 | 0
| 694 | C9300-NM-2Y | Catalyst 9300 2 x 25GE Network Module | 1 | Each | Local | ZAR | 1 |  | 0 | 0 | 0
| 695 | NETWORK-PNP-LIC | Network Plug-n-Play Connect for zero-touch device deployment | 1 | Each | Local | ZAR | 1 |  | 0 | 0 | 0
| 696 | C9300-24UX-A | Catalyst 9300 24-port mGig and UPOE, Network Advantage | 1 | Each | Local | ZAR | 1 |  | 0 | 0 | 0
| 697 | CON-L1NBD-C93024XU | CX LEVEL 1 8X5XNBD Catalyst 9300 24-port mGig and UPOE, Netw | 1 | Each | Local | ZAR | 1 |  | 0 | 0 | 0
| 698 | C9300-DNA-A-24 | C9300 DNA Advantage, 24-port Term Licenses | 1 | Each | Local | ZAR | 1 |  | 0 | 0 | 0
| 699 | CON-L1SWT-C93A24 | CX LEVEL 1 SW SUB C9300 DNA Advantage | 1 | Each | Local | ZAR | 1 |  | 0 | 0 | 0
| 700 | C9300-DNA-A-24-5Y | C9300 DNA Advantage, 24-Port, 5 Year Term License | 1 | Each | Local | ZAR | 1 |  | 0 | 0 | 0
| 701 | D-DNAS-EXT-S-T | Cisco DNA Spaces Extend Term License for Catalyst Switches | 1 | Each | Local | ZAR | 1 |  | 0 | 0 | 0
| 702 | D-DNAS-EXT-S-5Y | Cisco DNA Spaces Extend for Catalyst Switching - 5Year | 1 | Each | Local | ZAR | 1 |  | 0 | 0 | 0
| 703 | TE-EMBEDDED-T | Cisco ThousandEyes Enterprise Agent IBN Embedded | 1 | Each | Local | ZAR | 1 |  | 0 | 0 | 0
| 704 | TE-EMBEDDED-T-5Y | ThousandEyes - Enterprise Agents | 1 | Each | Local | ZAR | 1 |  | 0 | 0 | 0
| 705 | C9300-NW-A-24 | C9300 Network Advantage, 24-port license | 1 | Each | Local | ZAR | 1 |  | 0 | 0 | 0
| 706 | SC9300UK9-1715 | CAT9300/9400/9500/9600 UNIVERSAL | 1 | Each | Local | ZAR | 1 |  | 0 | 0 | 0
| 707 | PWR-C1-1100WAC-P | 1100W AC 80+ platinum Config 1 Power Supply | 1 | Each | Local | ZAR | 1 |  | 0 | 0 | 0
| 708 | PWR-C1-1100WAC-P/2 | 1100W AC 80+ platinum Config 1 Secondary Power Supply | 1 | Each | Local | ZAR | 1 |  | 0 | 0 | 0
| 709 | CAB-C15-CBN-IN | AC Power Cord, Type C15 Cable, India | 2 | Each | Local | ZAR | 1 |  | 0 | 0 | 0
| 710 | SSD-240G | Cisco pluggable USB3.0 SSD storage | 1 | Each | Local | ZAR | 1 |  | 0 | 0 | 0
| 711 | STACK-T1-50CM | 50CM Type 1 Stacking Cable | 1 | Each | Local | ZAR | 1 |  | 0 | 0 | 0
| 712 | CAB-SPWR-30CM | Catalyst Stack Power Cable 30 CM | 1 | Each | Local | ZAR | 1 |  | 0 | 0 | 0
| 713 | TE-C9K-SW | TE agent for IOSXE on C9K | 1 | Each | Local | ZAR | 1 |  | 0 | 0 | 0
| 714 | C9K-ACC-RBFT | RUBBER FEET FOR TABLE TOP SETUP 9200 and 93xx | 1 | Each | Local | ZAR | 1 |  | 0 | 0 | 0
| 715 | C9K-ACC-SCR-4 | 12-24 and 10-32 SCREWS FOR RACK INSTALLATION, QTY 4 | 1 | Each | Local | ZAR | 1 |  | 0 | 0 | 0
| 716 | CAB-GUIDE-1RU | 1RU CABLE MANAGEMENT GUIDES 9200 and 9300 | 1 | Each | Local | ZAR | 1 |  | 0 | 0 | 0
| 717 | C9300-NM-4M | Catalyst 9300 4 x mGig Network Module | 1 | Each | Local | ZAR | 1 |  | 0 | 0 | 0
| 718 | NETWORK-PNP-LIC | Network Plug-n-Play Connect for zero-touch device deployment | 1 | Each | Local | ZAR | 1 |  | 0 | 0 | 0
| 719 | C9300-48U-A | Catalyst 9300 48-port UPOE, Network Advantage | 1 | Each | Local | ZAR | 1 |  | 0 | 0 | 0
| 720 | CON-L1NBD-C93004UA | CX LEVEL 1 8X5XNBD Catalyst 9300 48-port UPOE, Network Advan | 1 | Each | Local | ZAR | 1 |  | 0 | 0 | 0
| 721 | C9300-DNA-A-48 | C9300 DNA Advantage, 48-Port Term Licenses | 1 | Each | Local | ZAR | 1 |  | 0 | 0 | 0
| 722 | CON-L1SWT-C93A48 | CX LEVEL 1 SW SUB C9300 DNA Advantage | 1 | Each | Local | ZAR | 1 |  | 0 | 0 | 0
| 723 | C9300-DNA-A-48-5Y | C9300 DNA Advantage, 48-Port, 5 Year Term License | 1 | Each | Local | ZAR | 1 |  | 0 | 0 | 0
| 724 | C9300-NW-A-48 | C9300 Network Advantage, 48-port license | 1 | Each | Local | ZAR | 1 |  | 0 | 0 | 0
| 725 | SC9300UK9-1715 | CAT9300/9400/9500/9600 UNIVERSAL | 1 | Each | Local | ZAR | 1 |  | 0 | 0 | 0
| 726 | PWR-C1-1100WAC-P | 1100W AC 80+ platinum Config 1 Power Supply | 1 | Each | Local | ZAR | 1 |  | 0 | 0 | 0
| 727 | PWR-C1-1100WAC-P/2 | 1100W AC 80+ platinum Config 1 Secondary Power Supply | 1 | Each | Local | ZAR | 1 |  | 0 | 0 | 0
| 728 | CAB-TA-IN | India AC Type A Power Cable | 2 | Each | Local | ZAR | 1 |  | 0 | 0 | 0
| 729 | SSD-240G | Cisco pluggable USB3.0 SSD storage | 1 | Each | Local | ZAR | 1 |  | 0 | 0 | 0
| 730 | STACK-T1-50CM | 50CM Type 1 Stacking Cable | 1 | Each | Local | ZAR | 1 |  | 0 | 0 | 0
| 731 | CAB-SPWR-30CM | Catalyst Stack Power Cable 30 CM | 1 | Each | Local | ZAR | 1 |  | 0 | 0 | 0
| 732 | TE-C9K-SW | TE agent for IOSXE on C9K | 1 | Each | Local | ZAR | 1 |  | 0 | 0 | 0
| 733 | C9K-ACC-RBFT | RUBBER FEET FOR TABLE TOP SETUP 9200 and 93xx | 1 | Each | Local | ZAR | 1 |  | 0 | 0 | 0
| 734 | C9K-ACC-SCR-4 | 12-24 and 10-32 SCREWS FOR RACK INSTALLATION, QTY 4 | 1 | Each | Local | ZAR | 1 |  | 0 | 0 | 0
| 735 | CAB-GUIDE-1RU | 1RU CABLE MANAGEMENT GUIDES 9200 and 9300 | 1 | Each | Local | ZAR | 1 |  | 0 | 0 | 0
| 736 | D-DNAS-EXT-S-T | Cisco DNA Spaces Extend Term License for Catalyst Switches | 1 | Each | Local | ZAR | 1 |  | 0 | 0 | 0
| 737 | D-DNAS-EXT-S-5Y | Cisco DNA Spaces Extend for Catalyst Switching - 5Year | 1 | Each | Local | ZAR | 1 |  | 0 | 0 | 0
| 738 | TE-EMBEDDED-T | Cisco ThousandEyes Enterprise Agent IBN Embedded | 1 | Each | Local | ZAR | 1 |  | 0 | 0 | 0
| 739 | TE-EMBEDDED-T-5Y | ThousandEyes - Enterprise Agents | 1 | Each | Local | ZAR | 1 |  | 0 | 0 | 0
| 740 | C9300-NM-2Q | Catalyst 9300 2 x 40GE Network Module | 1 | Each | Local | ZAR | 1 |  | 0 | 0 | 0
| 741 | NETWORK-PNP-LIC | Network Plug-n-Play Connect for zero-touch device deployment | 1 | Each | Local | ZAR | 1 |  | 0 | 0 | 0
| 742 | C9300-24UX-A | Catalyst 9300 24-port mGig and UPOE, Network Advantage | 1 | Each | Local | ZAR | 1 |  | 0 | 0 | 0
| 743 | CON-L1NBD-C93024XU | CX LEVEL 1 8X5XNBD Catalyst 9300 24-port mGig and UPOE, Netw | 1 | Each | Local | ZAR | 1 |  | 0 | 0 | 0
| 744 | C9300-DNA-A-24 | C9300 DNA Advantage, 24-port Term Licenses | 1 | Each | Local | ZAR | 1 |  | 0 | 0 | 0
| 745 | CON-L1SWT-C93A24 | CX LEVEL 1 SW SUB C9300 DNA Advantage | 1 | Each | Local | ZAR | 1 |  | 0 | 0 | 0
| 746 | C9300-DNA-A-24-5Y | C9300 DNA Advantage, 24-Port, 5 Year Term License | 1 | Each | Local | ZAR | 1 |  | 0 | 0 | 0
| 747 | D-DNAS-EXT-S-T | Cisco DNA Spaces Extend Term License for Catalyst Switches | 1 | Each | Local | ZAR | 1 |  | 0 | 0 | 0
| 748 | D-DNAS-EXT-S-5Y | Cisco DNA Spaces Extend for Catalyst Switching - 5Year | 1 | Each | Local | ZAR | 1 |  | 0 | 0 | 0
| 749 | TE-EMBEDDED-T | Cisco ThousandEyes Enterprise Agent IBN Embedded | 1 | Each | Local | ZAR | 1 |  | 0 | 0 | 0
| 750 | TE-EMBEDDED-T-5Y | ThousandEyes - Enterprise Agents | 1 | Each | Local | ZAR | 1 |  | 0 | 0 | 0
| 751 | C9300-NW-A-24 | C9300 Network Advantage, 24-port license | 1 | Each | Local | ZAR | 1 |  | 0 | 0 | 0
| 752 | SC9300UK9-1715 | CAT9300/9400/9500/9600 UNIVERSAL | 1 | Each | Local | ZAR | 1 |  | 0 | 0 | 0
| 753 | PWR-C1-1100WAC-P | 1100W AC 80+ platinum Config 1 Power Supply | 1 | Each | Local | ZAR | 1 |  | 0 | 0 | 0
| 754 | PWR-C1-1100WAC-P/2 | 1100W AC 80+ platinum Config 1 Secondary Power Supply | 1 | Each | Local | ZAR | 1 |  | 0 | 0 | 0
| 755 | CAB-TA-IN | India AC Type A Power Cable | 2 | Each | Local | ZAR | 1 |  | 0 | 0 | 0
| 756 | SSD-240G | Cisco pluggable USB3.0 SSD storage | 1 | Each | Local | ZAR | 1 |  | 0 | 0 | 0
| 757 | STACK-T1-50CM | 50CM Type 1 Stacking Cable | 1 | Each | Local | ZAR | 1 |  | 0 | 0 | 0
| 758 | CAB-SPWR-30CM | Catalyst Stack Power Cable 30 CM | 1 | Each | Local | ZAR | 1 |  | 0 | 0 | 0
| 759 | TE-C9K-SW | TE agent for IOSXE on C9K | 1 | Each | Local | ZAR | 1 |  | 0 | 0 | 0
| 760 | C9K-ACC-RBFT | RUBBER FEET FOR TABLE TOP SETUP 9200 and 93xx | 1 | Each | Local | ZAR | 1 |  | 0 | 0 | 0
| 761 | C9K-ACC-SCR-4 | 12-24 and 10-32 SCREWS FOR RACK INSTALLATION, QTY 4 | 1 | Each | Local | ZAR | 1 |  | 0 | 0 | 0
| 762 | CAB-GUIDE-1RU | 1RU CABLE MANAGEMENT GUIDES 9200 and 9300 | 1 | Each | Local | ZAR | 1 |  | 0 | 0 | 0
| 763 | C9300-NM-4G | Catalyst 9300 4 x 1GE Network Module | 1 | Each | Local | ZAR | 1 |  | 0 | 0 | 0
| 764 | NETWORK-PNP-LIC | Network Plug-n-Play Connect for zero-touch device deployment | 1 | Each | Local | ZAR | 1 |  | 0 | 0 | 0
| 765 | C9300-48UXM-A | Catalyst 9300 48-port(12 mGig, 36 2.5Gbps) Network Advantage | 1 | Each | Local | ZAR | 1 |  | 0 | 0 | 0
| 766 | CON-L1NBD-C93A048M | CX LEVEL 1 8X5XNBD Catalyst 9300 48-port(12 mGig, 36 2.5Gbps | 1 | Each | Local | ZAR | 1 |  | 0 | 0 | 0
| 767 | C9300-DNA-A-48 | C9300 DNA Advantage, 48-Port Term Licenses | 1 | Each | Local | ZAR | 1 |  | 0 | 0 | 0
| 768 | CON-L1SWT-C93A48 | CX LEVEL 1 SW SUB C9300 DNA Advantage | 1 | Each | Local | ZAR | 1 |  | 0 | 0 | 0
| 769 | C9300-DNA-A-48-5Y | C9300 DNA Advantage, 48-Port, 5 Year Term License | 1 | Each | Local | ZAR | 1 |  | 0 | 0 | 0
| 770 | D-DNAS-EXT-S-T | Cisco DNA Spaces Extend Term License for Catalyst Switches | 1 | Each | Local | ZAR | 1 |  | 0 | 0 | 0
| 771 | D-DNAS-EXT-S-5Y | Cisco DNA Spaces Extend for Catalyst Switching - 5Year | 1 | Each | Local | ZAR | 1 |  | 0 | 0 | 0
| 772 | TE-EMBEDDED-T | Cisco ThousandEyes Enterprise Agent IBN Embedded | 1 | Each | Local | ZAR | 1 |  | 0 | 0 | 0
| 773 | TE-EMBEDDED-T-5Y | ThousandEyes - Enterprise Agents | 1 | Each | Local | ZAR | 1 |  | 0 | 0 | 0
| 774 | C9300-NW-A-48 | C9300 Network Advantage, 48-port license | 1 | Each | Local | ZAR | 1 |  | 0 | 0 | 0
| 775 | SC9300UK9-1715 | CAT9300/9400/9500/9600 UNIVERSAL | 1 | Each | Local | ZAR | 1 |  | 0 | 0 | 0
| 776 | PWR-C1-715WDC | 715W DC Power Supply | 1 | Each | Local | ZAR | 1 |  | 0 | 0 | 0
| 777 | PWR-C1-715WDC/2 | 715W DC Power Supply | 1 | Each | Local | ZAR | 1 |  | 0 | 0 | 0
| 778 | NO-POWER-CORD | ECO friendly green option, no power cable will be shipped | 2 | Each | Local | ZAR | 1 |  | 0 | 0 | 0
| 779 | SSD-240G | Cisco pluggable USB3.0 SSD storage | 1 | Each | Local | ZAR | 1 |  | 0 | 0 | 0
| 780 | STACK-T1-50CM | 50CM Type 1 Stacking Cable | 1 | Each | Local | ZAR | 1 |  | 0 | 0 | 0
| 781 | CAB-SPWR-30CM | Catalyst Stack Power Cable 30 CM | 1 | Each | Local | ZAR | 1 |  | 0 | 0 | 0
| 782 | TE-C9K-SW | TE agent for IOSXE on C9K | 1 | Each | Local | ZAR | 1 |  | 0 | 0 | 0
| 783 | C9K-ACC-RBFT | RUBBER FEET FOR TABLE TOP SETUP 9200 and 93xx | 1 | Each | Local | ZAR | 1 |  | 0 | 0 | 0
| 784 | C9K-ACC-SCR-4 | 12-24 and 10-32 SCREWS FOR RACK INSTALLATION, QTY 4 | 1 | Each | Local | ZAR | 1 |  | 0 | 0 | 0
| 785 | CAB-GUIDE-1RU | 1RU CABLE MANAGEMENT GUIDES 9200 and 9300 | 1 | Each | Local | ZAR | 1 |  | 0 | 0 | 0
| 786 | C9300-NM-8X | Catalyst 9300 8 x 10GE Network Module | 1 | Each | Local | ZAR | 1 |  | 0 | 0 | 0
| 787 | NETWORK-PNP-LIC | Network Plug-n-Play Connect for zero-touch device deployment | 1 | Each | Local | ZAR | 1 |  | 0 | 0 | 0
| 788 | C9300-48UN-A | Catalyst 9300 48-port of 5Gbps Network Advantage | 1 | Each | Local | ZAR | 1 |  | 0 | 0 | 0
| 789 | CON-L1NBD-C930048N | CX LEVEL 1 8X5XNBD Catalyst 9300 48-port of 5Gbps Network Ad | 1 | Each | Local | ZAR | 1 |  | 0 | 0 | 0
| 790 | C9300-DNA-A-48 | C9300 DNA Advantage, 48-Port Term Licenses | 1 | Each | Local | ZAR | 1 |  | 0 | 0 | 0
| 791 | CON-L1SWT-C93A48 | CX LEVEL 1 SW SUB C9300 DNA Advantage | 1 | Each | Local | ZAR | 1 |  | 0 | 0 | 0
| 792 | C9300-DNA-A-48-5Y | C9300 DNA Advantage, 48-Port, 5 Year Term License | 1 | Each | Local | ZAR | 1 |  | 0 | 0 | 0
| 793 | D-DNAS-EXT-S-T | Cisco DNA Spaces Extend Term License for Catalyst Switches | 1 | Each | Local | ZAR | 1 |  | 0 | 0 | 0
| 794 | D-DNAS-EXT-S-5Y | Cisco DNA Spaces Extend for Catalyst Switching - 5Year | 1 | Each | Local | ZAR | 1 |  | 0 | 0 | 0
| 795 | TE-EMBEDDED-T | Cisco ThousandEyes Enterprise Agent IBN Embedded | 1 | Each | Local | ZAR | 1 |  | 0 | 0 | 0
| 796 | TE-EMBEDDED-T-5Y | ThousandEyes - Enterprise Agents | 1 | Each | Local | ZAR | 1 |  | 0 | 0 | 0
| 797 | C9300-NW-A-48 | C9300 Network Advantage, 48-port license | 1 | Each | Local | ZAR | 1 |  | 0 | 0 | 0
| 798 | SC9300UK9-1715 | CAT9300/9400/9500/9600 UNIVERSAL | 1 | Each | Local | ZAR | 1 |  | 0 | 0 | 0
| 799 | PWR-C1-1100WAC-P | 1100W AC 80+ platinum Config 1 Power Supply | 1 | Each | Local | ZAR | 1 |  | 0 | 0 | 0
| 800 | PWR-C1-1100WAC-P/2 | 1100W AC 80+ platinum Config 1 Secondary Power Supply | 1 | Each | Local | ZAR | 1 |  | 0 | 0 | 0
| 801 | CAB-TA-IN | India AC Type A Power Cable | 2 | Each | Local | ZAR | 1 |  | 0 | 0 | 0
| 802 | SSD-240G | Cisco pluggable USB3.0 SSD storage | 1 | Each | Local | ZAR | 1 |  | 0 | 0 | 0
| 803 | STACK-T1-50CM | 50CM Type 1 Stacking Cable | 1 | Each | Local | ZAR | 1 |  | 0 | 0 | 0
| 804 | CAB-SPWR-30CM | Catalyst Stack Power Cable 30 CM | 1 | Each | Local | ZAR | 1 |  | 0 | 0 | 0
| 805 | NM-BLANK-T1 | Cisco Catalyst Type 1 Network Module Blank | 1 | Each | Local | ZAR | 1 |  | 0 | 0 | 0
| 806 | TE-C9K-SW | TE agent for IOSXE on C9K | 1 | Each | Local | ZAR | 1 |  | 0 | 0 | 0
| 807 | C9K-ACC-RBFT | RUBBER FEET FOR TABLE TOP SETUP 9200 and 93xx | 1 | Each | Local | ZAR | 1 |  | 0 | 0 | 0
| 808 | C9K-ACC-SCR-4 | 12-24 and 10-32 SCREWS FOR RACK INSTALLATION, QTY 4 | 1 | Each | Local | ZAR | 1 |  | 0 | 0 | 0
| 809 | CAB-GUIDE-1RU | 1RU CABLE MANAGEMENT GUIDES 9200 and 9300 | 1 | Each | Local | ZAR | 1 |  | 0 | 0 | 0
| 810 | NETWORK-PNP-LIC | Network Plug-n-Play Connect for zero-touch device deployment | 1 | Each | Local | ZAR | 1 |  | 0 | 0 | 0
| 811 | C9300-24UB-A | Catalyst Deep Buffer 9300 24-port UPOE, Network Advantage | 1 | Each | Local | ZAR | 1 |  | 0 | 0 | 0
| 812 | CON-L1NBD-C930U2A4 | CX LEVEL 1 8X5XNBD Catalyst Deep Buffer 9300 24-port UPOE, N | 1 | Each | Local | ZAR | 1 |  | 0 | 0 | 0
| 813 | C9300-DNA-A-24 | C9300 DNA Advantage, 24-port Term Licenses | 1 | Each | Local | ZAR | 1 |  | 0 | 0 | 0
| 814 | CON-L1SWT-C93A24 | CX LEVEL 1 SW SUB C9300 DNA Advantage | 1 | Each | Local | ZAR | 1 |  | 0 | 0 | 0
| 815 | C9300-DNA-A-24-5Y | C9300 DNA Advantage, 24-Port, 5 Year Term License | 1 | Each | Local | ZAR | 1 |  | 0 | 0 | 0
| 816 | TE-EMBEDDED-T | Cisco ThousandEyes Enterprise Agent IBN Embedded | 1 | Each | Local | ZAR | 1 |  | 0 | 0 | 0
| 817 | TE-EMBEDDED-T-5Y | ThousandEyes - Enterprise Agents | 1 | Each | Local | ZAR | 1 |  | 0 | 0 | 0
| 818 | D-DNAS-EXT-S-T | Cisco DNA Spaces Extend Term License for Catalyst Switches | 1 | Each | Local | ZAR | 1 |  | 0 | 0 | 0
| 819 | D-DNAS-EXT-S-5Y | Cisco DNA Spaces Extend for Catalyst Switching - 5Year | 1 | Each | Local | ZAR | 1 |  | 0 | 0 | 0
| 820 | C9300-NW-A-24 | C9300 Network Advantage, 24-port license | 1 | Each | Local | ZAR | 1 |  | 0 | 0 | 0
| 821 | TE-C9K-SW | TE agent for IOSXE on C9K | 1 | Each | Local | ZAR | 1 |  | 0 | 0 | 0
| 822 | PWR-C1-1100WAC-P | 1100W AC 80+ platinum Config 1 Power Supply | 1 | Each | Local | ZAR | 1 |  | 0 | 0 | 0
| 823 | PWR-C1-1100WAC-P/2 | 1100W AC 80+ platinum Config 1 Secondary Power Supply | 1 | Each | Local | ZAR | 1 |  | 0 | 0 | 0
| 824 | CAB-TA-IN | India AC Type A Power Cable | 2 | Each | Local | ZAR | 1 |  | 0 | 0 | 0
| 825 | STACK-T1-50CM | 50CM Type 1 Stacking Cable | 1 | Each | Local | ZAR | 1 |  | 0 | 0 | 0
| 826 | CAB-SPWR-30CM | Catalyst Stack Power Cable 30 CM | 1 | Each | Local | ZAR | 1 |  | 0 | 0 | 0
| 827 | SSD-240G | Cisco pluggable USB3.0 SSD storage | 1 | Each | Local | ZAR | 1 |  | 0 | 0 | 0
| 828 | C9K-ACC-RBFT | RUBBER FEET FOR TABLE TOP SETUP 9200 and 93xx | 1 | Each | Local | ZAR | 1 |  | 0 | 0 | 0
| 829 | C9K-ACC-SCR-4 | 12-24 and 10-32 SCREWS FOR RACK INSTALLATION, QTY 4 | 1 | Each | Local | ZAR | 1 |  | 0 | 0 | 0
| 830 | CAB-GUIDE-1RU | 1RU CABLE MANAGEMENT GUIDES 9200 and 9300 | 1 | Each | Local | ZAR | 1 |  | 0 | 0 | 0
| 831 | C9300-NM-8X | Catalyst 9300 8 x 10GE Network Module | 1 | Each | Local | ZAR | 1 |  | 0 | 0 | 0
| 832 | NETWORK-PNP-LIC | Network Plug-n-Play Connect for zero-touch device deployment | 1 | Each | Local | ZAR | 1 |  | 0 | 0 | 0
| 833 | SC9300UK9-1718 | CAT9300/9400/9500/9600 UNIVERSAL | 1 | Each | Local | ZAR | 1 |  | 0 | 0 | 0
| 834 | C9300-24UXB-A | Catalyst 9300 Deep Buffer 24p mGig, UPOE, Network Advantage | 1 | Each | Local | ZAR | 1 |  | 0 | 0 | 0
| 835 | CON-L1NBD-C9XB3024 | CX LEVEL 1 8X5XNBD Catalyst 9300 Deep Buffer 24p mGig, UPOE, | 1 | Each | Local | ZAR | 1 |  | 0 | 0 | 0
| 836 | C9300-DNA-A-24 | C9300 DNA Advantage, 24-port Term Licenses | 1 | Each | Local | ZAR | 1 |  | 0 | 0 | 0
| 837 | CON-L1SWT-C93A24 | CX LEVEL 1 SW SUB C9300 DNA Advantage | 1 | Each | Local | ZAR | 1 |  | 0 | 0 | 0
| 838 | C9300-DNA-A-24-5Y | C9300 DNA Advantage, 24-Port, 5 Year Term License | 1 | Each | Local | ZAR | 1 |  | 0 | 0 | 0
| 839 | TE-EMBEDDED-T | Cisco ThousandEyes Enterprise Agent IBN Embedded | 1 | Each | Local | ZAR | 1 |  | 0 | 0 | 0
| 840 | TE-EMBEDDED-T-5Y | ThousandEyes - Enterprise Agents | 1 | Each | Local | ZAR | 1 |  | 0 | 0 | 0
| 841 | D-DNAS-EXT-S-T | Cisco DNA Spaces Extend Term License for Catalyst Switches | 1 | Each | Local | ZAR | 1 |  | 0 | 0 | 0
| 842 | D-DNAS-EXT-S-5Y | Cisco DNA Spaces Extend for Catalyst Switching - 5Year | 1 | Each | Local | ZAR | 1 |  | 0 | 0 | 0
| 843 | C9300-NW-A-24 | C9300 Network Advantage, 24-port license | 1 | Each | Local | ZAR | 1 |  | 0 | 0 | 0
| 844 | TE-C9K-SW | TE agent for IOSXE on C9K | 1 | Each | Local | ZAR | 1 |  | 0 | 0 | 0
| 845 | PWR-C1-1100WAC-P | 1100W AC 80+ platinum Config 1 Power Supply | 1 | Each | Local | ZAR | 1 |  | 0 | 0 | 0
| 846 | PWR-C1-1100WAC-P/2 | 1100W AC 80+ platinum Config 1 Secondary Power Supply | 1 | Each | Local | ZAR | 1 |  | 0 | 0 | 0
| 847 | CAB-C15-CBN | Cabinet Jumper Power Cord, 250 VAC 13A, C14-C15 Connectors | 2 | Each | Local | ZAR | 1 |  | 0 | 0 | 0
| 848 | STACK-T1-50CM | 50CM Type 1 Stacking Cable | 1 | Each | Local | ZAR | 1 |  | 0 | 0 | 0
| 849 | CAB-SPWR-30CM | Catalyst Stack Power Cable 30 CM | 1 | Each | Local | ZAR | 1 |  | 0 | 0 | 0
| 850 | SSD-240G | Cisco pluggable USB3.0 SSD storage | 1 | Each | Local | ZAR | 1 |  | 0 | 0 | 0
| 851 | C9K-ACC-RBFT | RUBBER FEET FOR TABLE TOP SETUP 9200 and 93xx | 1 | Each | Local | ZAR | 1 |  | 0 | 0 | 0
| 852 | C9K-ACC-SCR-4 | 12-24 and 10-32 SCREWS FOR RACK INSTALLATION, QTY 4 | 1 | Each | Local | ZAR | 1 |  | 0 | 0 | 0
| 853 | CAB-GUIDE-1RU | 1RU CABLE MANAGEMENT GUIDES 9200 and 9300 | 1 | Each | Local | ZAR | 1 |  | 0 | 0 | 0
| 854 | C9300-NM-8X | Catalyst 9300 8 x 10GE Network Module | 1 | Each | Local | ZAR | 1 |  | 0 | 0 | 0
| 855 | NETWORK-PNP-LIC | Network Plug-n-Play Connect for zero-touch device deployment | 1 | Each | Local | ZAR | 1 |  | 0 | 0 | 0
| 856 | SC9300UK9-1718 | CAT9300/9400/9500/9600 UNIVERSAL | 1 | Each | Local | ZAR | 1 |  | 0 | 0 | 0
| 857 | C9300-48UB-A | Catalyst 9300 48-port UPOE Deep Buffer, Network Advantage | 1 | Each | Local | ZAR | 1 |  | 0 | 0 | 0
| 858 | CON-L1NBD-C93B0048 | CX LEVEL 1 8X5XNBD Catalyst 9300 48-port UPOE Deep Buffer, N | 1 | Each | Local | ZAR | 1 |  | 0 | 0 | 0
| 859 | C9300-DNA-A-48 | C9300 DNA Advantage, 48-Port Term Licenses | 1 | Each | Local | ZAR | 1 |  | 0 | 0 | 0
| 860 | CON-L1SWT-C93A48 | CX LEVEL 1 SW SUB C9300 DNA Advantage | 1 | Each | Local | ZAR | 1 |  | 0 | 0 | 0
| 861 | C9300-DNA-A-48-5Y | C9300 DNA Advantage, 48-Port, 5 Year Term License | 1 | Each | Local | ZAR | 1 |  | 0 | 0 | 0
| 862 | TE-EMBEDDED-T | Cisco ThousandEyes Enterprise Agent IBN Embedded | 1 | Each | Local | ZAR | 1 |  | 0 | 0 | 0
| 863 | TE-EMBEDDED-T-5Y | ThousandEyes - Enterprise Agents | 1 | Each | Local | ZAR | 1 |  | 0 | 0 | 0
| 864 | D-DNAS-EXT-S-T | Cisco DNA Spaces Extend Term License for Catalyst Switches | 1 | Each | Local | ZAR | 1 |  | 0 | 0 | 0
| 865 | D-DNAS-EXT-S-5Y | Cisco DNA Spaces Extend for Catalyst Switching - 5Year | 1 | Each | Local | ZAR | 1 |  | 0 | 0 | 0
| 866 | C9300-NW-A-48 | C9300 Network Advantage, 48-port license | 1 | Each | Local | ZAR | 1 |  | 0 | 0 | 0
| 867 | TE-C9K-SW | TE agent for IOSXE on C9K | 1 | Each | Local | ZAR | 1 |  | 0 | 0 | 0
| 868 | PWR-C1-1100WAC-P | 1100W AC 80+ platinum Config 1 Power Supply | 1 | Each | Local | ZAR | 1 |  | 0 | 0 | 0
| 869 | PWR-C1-1100WAC-P/2 | 1100W AC 80+ platinum Config 1 Secondary Power Supply | 1 | Each | Local | ZAR | 1 |  | 0 | 0 | 0
| 870 | CAB-C15-CBN | Cabinet Jumper Power Cord, 250 VAC 13A, C14-C15 Connectors | 2 | Each | Local | ZAR | 1 |  | 0 | 0 | 0
| 871 | STACK-T1-50CM | 50CM Type 1 Stacking Cable | 1 | Each | Local | ZAR | 1 |  | 0 | 0 | 0
| 872 | CAB-SPWR-30CM | Catalyst Stack Power Cable 30 CM | 1 | Each | Local | ZAR | 1 |  | 0 | 0 | 0
| 873 | SSD-240G | Cisco pluggable USB3.0 SSD storage | 1 | Each | Local | ZAR | 1 |  | 0 | 0 | 0
| 874 | C9K-ACC-RBFT | RUBBER FEET FOR TABLE TOP SETUP 9200 and 93xx | 1 | Each | Local | ZAR | 1 |  | 0 | 0 | 0
| 875 | C9K-ACC-SCR-4 | 12-24 and 10-32 SCREWS FOR RACK INSTALLATION, QTY 4 | 1 | Each | Local | ZAR | 1 |  | 0 | 0 | 0
| 876 | CAB-GUIDE-1RU | 1RU CABLE MANAGEMENT GUIDES 9200 and 9300 | 1 | Each | Local | ZAR | 1 |  | 0 | 0 | 0
| 877 | C9300-NM-8X | Catalyst 9300 8 x 10GE Network Module | 1 | Each | Local | ZAR | 1 |  | 0 | 0 | 0
| 878 | NETWORK-PNP-LIC | Network Plug-n-Play Connect for zero-touch device deployment | 1 | Each | Local | ZAR | 1 |  | 0 | 0 | 0
| 879 | SC9300UK9-1718 | CAT9300/9400/9500/9600 UNIVERSAL | 1 | Each | Local | ZAR | 1 |  | 0 | 0 | 0
| 880 | C9300-24H-A | Catalyst 9300 24-port UPoE+, Network Advatege | 1 | Each | Local | ZAR | 1 |  | 0 | 0 | 0
| 881 | CON-L1NBD-C930210E | CX LEVEL 1 8X5XNBD Catalyst 9300 24-port UPoE+, Network Adv | 1 | Each | Local | ZAR | 1 |  | 0 | 0 | 0
| 882 | C9300-DNA-A-24 | C9300 DNA Advantage, 24-port Term Licenses | 1 | Each | Local | ZAR | 1 |  | 0 | 0 | 0
| 883 | CON-L1SWT-C93A24 | CX LEVEL 1 SW SUB C9300 DNA Advantage | 1 | Each | Local | ZAR | 1 |  | 0 | 0 | 0
| 884 | C9300-DNA-A-24-5Y | C9300 DNA Advantage, 24-Port, 5 Year Term License | 1 | Each | Local | ZAR | 1 |  | 0 | 0 | 0
| 885 | C9300-NW-A-24 | C9300 Network Advantage, 24-port license | 1 | Each | Local | ZAR | 1 |  | 0 | 0 | 0
| 886 | SC9300UK9-1715 | CAT9300/9400/9500/9600 UNIVERSAL | 1 | Each | Local | ZAR | 1 |  | 0 | 0 | 0
| 887 | PWR-C1-1100WAC-P | 1100W AC 80+ platinum Config 1 Power Supply | 1 | Each | Local | ZAR | 1 |  | 0 | 0 | 0
| 888 | PWR-C1-1100WAC-P/2 | 1100W AC 80+ platinum Config 1 Secondary Power Supply | 1 | Each | Local | ZAR | 1 |  | 0 | 0 | 0
| 889 | CAB-C15-CBN | Cabinet Jumper Power Cord, 250 VAC 13A, C14-C15 Connectors | 2 | Each | Local | ZAR | 1 |  | 0 | 0 | 0
| 890 | SSD-240G | Cisco pluggable USB3.0 SSD storage | 1 | Each | Local | ZAR | 1 |  | 0 | 0 | 0
| 891 | STACK-T1-50CM | 50CM Type 1 Stacking Cable | 1 | Each | Local | ZAR | 1 |  | 0 | 0 | 0
| 892 | CAB-SPWR-30CM | Catalyst Stack Power Cable 30 CM | 1 | Each | Local | ZAR | 1 |  | 0 | 0 | 0
| 893 | TE-C9K-SW | TE agent for IOSXE on C9K | 1 | Each | Local | ZAR | 1 |  | 0 | 0 | 0
| 894 | C9K-SMART-BUILDING | Smart Building Application Identifier | 1 | Each | Local | ZAR | 1 |  | 0 | 0 | 0
| 895 | C9K-ACC-RBFT | RUBBER FEET FOR TABLE TOP SETUP 9200 and 93xx | 1 | Each | Local | ZAR | 1 |  | 0 | 0 | 0
| 896 | C9K-ACC-SCR-4 | 12-24 and 10-32 SCREWS FOR RACK INSTALLATION, QTY 4 | 1 | Each | Local | ZAR | 1 |  | 0 | 0 | 0
| 897 | CAB-GUIDE-1RU | 1RU CABLE MANAGEMENT GUIDES 9200 and 9300 | 1 | Each | Local | ZAR | 1 |  | 0 | 0 | 0
| 898 | D-DNAS-EXT-S-T | Cisco DNA Spaces Extend Term License for Catalyst Switches | 1 | Each | Local | ZAR | 1 |  | 0 | 0 | 0
| 899 | D-DNAS-EXT-S-5Y | Cisco DNA Spaces Extend for Catalyst Switching - 5Year | 1 | Each | Local | ZAR | 1 |  | 0 | 0 | 0
| 900 | TE-EMBEDDED-T | Cisco ThousandEyes Enterprise Agent IBN Embedded | 1 | Each | Local | ZAR | 1 |  | 0 | 0 | 0
| 901 | TE-EMBEDDED-T-5Y | ThousandEyes - Enterprise Agents | 1 | Each | Local | ZAR | 1 |  | 0 | 0 | 0
| 902 | C9300-NM-4M | Catalyst 9300 4 x mGig Network Module | 1 | Each | Local | ZAR | 1 |  | 0 | 0 | 0
| 903 | NETWORK-PNP-LIC | Network Plug-n-Play Connect for zero-touch device deployment | 1 | Each | Local | ZAR | 1 |  | 0 | 0 | 0
| 904 | C9300-48H-A | Catalyst 9300 48-port UPoE+, Network Advantage | 1 | Each | Local | ZAR | 1 |  | 0 | 0 | 0
| 905 | CON-L1NBD-C930210K | CX LEVEL 1 8X5XNBD Catalyst 9300 48-port UPoE+, Network Adv | 1 | Each | Local | ZAR | 1 |  | 0 | 0 | 0
| 906 | C9300-DNA-A-48 | C9300 DNA Advantage, 48-Port Term Licenses | 1 | Each | Local | ZAR | 1 |  | 0 | 0 | 0
| 907 | CON-L1SWT-C93A48 | CX LEVEL 1 SW SUB C9300 DNA Advantage | 1 | Each | Local | ZAR | 1 |  | 0 | 0 | 0
| 908 | C9300-DNA-A-48-5Y | C9300 DNA Advantage, 48-Port, 5 Year Term License | 1 | Each | Local | ZAR | 1 |  | 0 | 0 | 0
| 909 | D-DNAS-EXT-S-T | Cisco DNA Spaces Extend Term License for Catalyst Switches | 1 | Each | Local | ZAR | 1 |  | 0 | 0 | 0
| 910 | D-DNAS-EXT-S-5Y | Cisco DNA Spaces Extend for Catalyst Switching - 5Year | 1 | Each | Local | ZAR | 1 |  | 0 | 0 | 0
| 911 | TE-EMBEDDED-T | Cisco ThousandEyes Enterprise Agent IBN Embedded | 1 | Each | Local | ZAR | 1 |  | 0 | 0 | 0
| 912 | TE-EMBEDDED-T-5Y | ThousandEyes - Enterprise Agents | 1 | Each | Local | ZAR | 1 |  | 0 | 0 | 0
| 913 | C9300-NW-A-48 | C9300 Network Advantage, 48-port license | 1 | Each | Local | ZAR | 1 |  | 0 | 0 | 0
| 914 | SC9300UK9-1715 | CAT9300/9400/9500/9600 UNIVERSAL | 1 | Each | Local | ZAR | 1 |  | 0 | 0 | 0
| 915 | PWR-C1-1100WAC-P | 1100W AC 80+ platinum Config 1 Power Supply | 1 | Each | Local | ZAR | 1 |  | 0 | 0 | 0
| 916 | PWR-C1-1100WAC-P/2 | 1100W AC 80+ platinum Config 1 Secondary Power Supply | 1 | Each | Local | ZAR | 1 |  | 0 | 0 | 0
| 917 | CAB-C15-CBN | Cabinet Jumper Power Cord, 250 VAC 13A, C14-C15 Connectors | 2 | Each | Local | ZAR | 1 |  | 0 | 0 | 0
| 918 | SSD-240G | Cisco pluggable USB3.0 SSD storage | 1 | Each | Local | ZAR | 1 |  | 0 | 0 | 0
| 919 | STACK-T1-50CM | 50CM Type 1 Stacking Cable | 1 | Each | Local | ZAR | 1 |  | 0 | 0 | 0
| 920 | CAB-SPWR-30CM | Catalyst Stack Power Cable 30 CM | 1 | Each | Local | ZAR | 1 |  | 0 | 0 | 0
| 921 | TE-C9K-SW | TE agent for IOSXE on C9K | 1 | Each | Local | ZAR | 1 |  | 0 | 0 | 0
| 922 | C9K-SMART-BUILDING | Smart Building Application Identifier | 1 | Each | Local | ZAR | 1 |  | 0 | 0 | 0
| 923 | C9K-ACC-RBFT | RUBBER FEET FOR TABLE TOP SETUP 9200 and 93xx | 1 | Each | Local | ZAR | 1 |  | 0 | 0 | 0
| 924 | C9K-ACC-SCR-4 | 12-24 and 10-32 SCREWS FOR RACK INSTALLATION, QTY 4 | 1 | Each | Local | ZAR | 1 |  | 0 | 0 | 0
| 925 | CAB-GUIDE-1RU | 1RU CABLE MANAGEMENT GUIDES 9200 and 9300 | 1 | Each | Local | ZAR | 1 |  | 0 | 0 | 0
| 926 | C9300-NM-8X | Catalyst 9300 8 x 10GE Network Module | 1 | Each | Local | ZAR | 1 |  | 0 | 0 | 0
| 927 | NETWORK-PNP-LIC | Network Plug-n-Play Connect for zero-touch device deployment | 1 | Each | Local | ZAR | 1 |  | 0 | 0 | 0
| 928 | C9300-24S-A | Catalyst 9300 24 GE SFP Ports, modular uplink Switch | 1 | Each | Local | ZAR | 1 |  | 0 | 0 | 0
| 929 | CON-L1NBD-C930024A | CX LEVEL 1 8X5XNBD Catalyst 9300 24 GE SFP Ports, modular u | 1 | Each | Local | ZAR | 1 |  | 0 | 0 | 0
| 930 | C9300-DNA-A-24S | C9300 DNA Advantage, 24-port Fiber Term Licenses | 1 | Each | Local | ZAR | 1 |  | 0 | 0 | 0
| 931 | CON-L1SWT-C93A24S | CX LEVEL 1 SW SUB C9300 DNA Advantage | 1 | Each | Local | ZAR | 1 |  | 0 | 0 | 0
| 932 | C9300-DNA-A-24S-5Y | C9300 DNA Advantage, 24-Port Fiber, 5 Year Term License | 1 | Each | Local | ZAR | 1 |  | 0 | 0 | 0
| 933 | TE-EMBEDDED-T | Cisco ThousandEyes Enterprise Agent IBN Embedded | 1 | Each | Local | ZAR | 1 |  | 0 | 0 | 0
| 934 | TE-EMBEDDED-T-5Y | ThousandEyes - Enterprise Agents | 1 | Each | Local | ZAR | 1 |  | 0 | 0 | 0
| 935 | D-DNAS-EXT-S-T | Cisco DNA Spaces Extend Term License for Catalyst Switches | 1 | Each | Local | ZAR | 1 |  | 0 | 0 | 0
| 936 | D-DNAS-EXT-S-5Y | Cisco DNA Spaces Extend for Catalyst Switching - 5Year | 1 | Each | Local | ZAR | 1 |  | 0 | 0 | 0
| 937 | C9300-NW-A-24 | C9300 Network Advantage, 24-port license | 1 | Each | Local | ZAR | 1 |  | 0 | 0 | 0
| 938 | PWR-C1-715WAC-P | 715W AC 80+ platinum Config 1 Power Supply | 1 | Each | Local | ZAR | 1 |  | 0 | 0 | 0
| 939 | PWR-C1-715WAC-P/2 | 715W AC 80+ platinum Config 1 SecondaryPower Supply | 1 | Each | Local | ZAR | 1 |  | 0 | 0 | 0
| 940 | CAB-C15-CBN | Cabinet Jumper Power Cord, 250 VAC 13A, C14-C15 Connectors | 2 | Each | Local | ZAR | 1 |  | 0 | 0 | 0
| 941 | C9300-NM-8X | Catalyst 9300 8 x 10GE Network Module | 1 | Each | Local | ZAR | 1 |  | 0 | 0 | 0
| 942 | STACK-T1-50CM | 50CM Type 1 Stacking Cable | 1 | Each | Local | ZAR | 1 |  | 0 | 0 | 0
| 943 | CAB-SPWR-150CM | Catalyst Stack Power Cable 150 CM - Upgrade | 1 | Each | Local | ZAR | 1 |  | 0 | 0 | 0
| 944 | SSD-240G | Cisco pluggable USB3.0 SSD storage | 1 | Each | Local | ZAR | 1 |  | 0 | 0 | 0
| 945 | TE-C9K-SW | TE agent for IOSXE on C9K | 1 | Each | Local | ZAR | 1 |  | 0 | 0 | 0
| 946 | C9K-ACC-RBFT | RUBBER FEET FOR TABLE TOP SETUP 9200 and 93xx | 1 | Each | Local | ZAR | 1 |  | 0 | 0 | 0
| 947 | C9K-ACC-SCR-4 | 12-24 and 10-32 SCREWS FOR RACK INSTALLATION, QTY 4 | 1 | Each | Local | ZAR | 1 |  | 0 | 0 | 0
| 948 | CAB-GUIDE-1RU | 1RU CABLE MANAGEMENT GUIDES 9200 and 9300 | 1 | Each | Local | ZAR | 1 |  | 0 | 0 | 0
| 949 | NETWORK-PNP-LIC | Network Plug-n-Play Connect for zero-touch device deployment | 1 | Each | Local | ZAR | 1 |  | 0 | 0 | 0
| 950 | SC9300UK9-1718 | CAT9300/9400/9500/9600 UNIVERSAL | 1 | Each | Local | ZAR | 1 |  | 0 | 0 | 0
| 951 | C9300-48S-A | Catalyst 9300 48 GE SFP Ports, modular uplink Switch | 1 | Each | Local | ZAR | 1 |  | 0 | 0 | 0
| 952 | CON-L1NBD-C93004SA | CX LEVEL 1 8X5XNBD Catalyst 9300 48 GE SFP Ports, modular u | 1 | Each | Local | ZAR | 1 |  | 0 | 0 | 0
| 953 | C9300-DNA-A-48S | C9300 DNA Advantage, 48-Port Fiber Term Licenses | 1 | Each | Local | ZAR | 1 |  | 0 | 0 | 0
| 954 | CON-L1SWT-C93A48S | CX LEVEL 1 SW SUB C9300 DNA Advantage | 1 | Each | Local | ZAR | 1 |  | 0 | 0 | 0
| 955 | C9300-DNA-A-48S-5Y | C9300 DNA Advantage, 48-Port Fiber, 5 Year Term License | 1 | Each | Local | ZAR | 1 |  | 0 | 0 | 0
| 956 | TE-EMBEDDED-T | Cisco ThousandEyes Enterprise Agent IBN Embedded | 1 | Each | Local | ZAR | 1 |  | 0 | 0 | 0
| 957 | TE-EMBEDDED-T-5Y | ThousandEyes - Enterprise Agents | 1 | Each | Local | ZAR | 1 |  | 0 | 0 | 0
| 958 | D-DNAS-EXT-S-T | Cisco DNA Spaces Extend Term License for Catalyst Switches | 1 | Each | Local | ZAR | 1 |  | 0 | 0 | 0
| 959 | D-DNAS-EXT-S-5Y | Cisco DNA Spaces Extend for Catalyst Switching - 5Year | 1 | Each | Local | ZAR | 1 |  | 0 | 0 | 0
| 960 | C9300-NW-A-48 | C9300 Network Advantage, 48-port license | 1 | Each | Local | ZAR | 1 |  | 0 | 0 | 0
| 961 | PWR-C1-715WAC-P | 715W AC 80+ platinum Config 1 Power Supply | 1 | Each | Local | ZAR | 1 |  | 0 | 0 | 0
| 962 | PWR-C1-715WAC-P/2 | 715W AC 80+ platinum Config 1 SecondaryPower Supply | 1 | Each | Local | ZAR | 1 |  | 0 | 0 | 0
| 963 | CAB-TA-IN | India AC Type A Power Cable | 2 | Each | Local | ZAR | 1 |  | 0 | 0 | 0
| 964 | C9300-NM-4G | Catalyst 9300 4 x 1GE Network Module | 1 | Each | Local | ZAR | 1 |  | 0 | 0 | 0
| 965 | STACK-T1-50CM | 50CM Type 1 Stacking Cable | 1 | Each | Local | ZAR | 1 |  | 0 | 0 | 0
| 966 | CAB-SPWR-150CM | Catalyst Stack Power Cable 150 CM - Upgrade | 1 | Each | Local | ZAR | 1 |  | 0 | 0 | 0
| 967 | SSD-240G | Cisco pluggable USB3.0 SSD storage | 1 | Each | Local | ZAR | 1 |  | 0 | 0 | 0
| 968 | TE-C9K-SW | TE agent for IOSXE on C9K | 1 | Each | Local | ZAR | 1 |  | 0 | 0 | 0
| 969 | C9K-ACC-RBFT | RUBBER FEET FOR TABLE TOP SETUP 9200 and 93xx | 1 | Each | Local | ZAR | 1 |  | 0 | 0 | 0
| 970 | C9K-ACC-SCR-4 | 12-24 and 10-32 SCREWS FOR RACK INSTALLATION, QTY 4 | 1 | Each | Local | ZAR | 1 |  | 0 | 0 | 0
| 971 | CAB-GUIDE-1RU | 1RU CABLE MANAGEMENT GUIDES 9200 and 9300 | 1 | Each | Local | ZAR | 1 |  | 0 | 0 | 0
| 972 | NETWORK-PNP-LIC | Network Plug-n-Play Connect for zero-touch device deployment | 1 | Each | Local | ZAR | 1 |  | 0 | 0 | 0
| 973 | SC9300UK9-1718 | CAT9300/9400/9500/9600 UNIVERSAL | 1 | Each | Local | ZAR | 1 |  | 0 | 0 | 0
| 974 | C9300L-24T-4G-A | Catalyst 9300L 24p data, Network Advantage ,4x1G Uplink | 1 | Each | Local | ZAR | 1 |  | 0 | 0 | 0
| 975 | CON-L1NBD-C9300LA2 | CX LEVEL 1 8X5XNBD Catalyst 9300L 24p data, Network Advantag | 1 | Each | Local | ZAR | 1 |  | 0 | 0 | 0
| 976 | C9300L-DNA-A-24 | C9300L Cisco DNA Advantage, 24-port Term Licenses | 1 | Each | Local | ZAR | 1 |  | 0 | 0 | 0
| 977 | CON-L1SWT-C93LA24 | CX LEVEL 1 SW SUB C9300L Cisco DNA Adv | 1 | Each | Local | ZAR | 1 |  | 0 | 0 | 0
| 978 | C9300L-DNA-A-24-5Y | C9300L Cisco DNA Advantage, 24-port, 5 Year Term license | 1 | Each | Local | ZAR | 1 |  | 0 | 0 | 0
| 979 | TE-EMBEDDED-T | Cisco ThousandEyes Enterprise Agent IBN Embedded | 1 | Each | Local | ZAR | 1 |  | 0 | 0 | 0
| 980 | TE-EMBEDDED-T-5Y | ThousandEyes - Enterprise Agents | 1 | Each | Local | ZAR | 1 |  | 0 | 0 | 0
| 981 | D-DNAS-EXT-S-T | Cisco DNA Spaces Extend Term License for Catalyst Switches | 1 | Each | Local | ZAR | 1 |  | 0 | 0 | 0
| 982 | D-DNAS-EXT-S-5Y | Cisco DNA Spaces Extend for Catalyst Switching - 5Year | 1 | Each | Local | ZAR | 1 |  | 0 | 0 | 0
| 983 | S9300LUK9-1715 | CAT9300/9400/9500/9600 UNIVERSAL | 1 | Each | Local | ZAR | 1 |  | 0 | 0 | 0
| 984 | C9300L-NW-A-24 | C9300L Network Advantage, 24-port license | 1 | Each | Local | ZAR | 1 |  | 0 | 0 | 0
| 985 | FAN-T2 | Cisco Type 2 Fan Module | 3 | Each | Local | ZAR | 1 |  | 0 | 0 | 0
| 986 | PWR-C1-350WAC-P | 350W AC 80+ platinum Config 1 Power Supply | 1 | Each | Local | ZAR | 1 |  | 0 | 0 | 0
| 987 | PWR-C1-350WAC-P/2 | 350W AC 80+ platinum Config 1 Secondary Power Supply | 1 | Each | Local | ZAR | 1 |  | 0 | 0 | 0
| 988 | CAB-C15-CBN | Cabinet Jumper Power Cord, 250 VAC 13A, C14-C15 Connectors | 2 | Each | Local | ZAR | 1 |  | 0 | 0 | 0
| 989 | SSD-240G | Cisco pluggable USB3.0 SSD storage | 1 | Each | Local | ZAR | 1 |  | 0 | 0 | 0
| 990 | C9K-ACC-RBFT | RUBBER FEET FOR TABLE TOP SETUP 9200 and 93xx | 1 | Each | Local | ZAR | 1 |  | 0 | 0 | 0
| 991 | C9K-ACC-SCR-4 | 12-24 and 10-32 SCREWS FOR RACK INSTALLATION, QTY 4 | 1 | Each | Local | ZAR | 1 |  | 0 | 0 | 0
| 992 | CAB-GUIDE-1RU | 1RU CABLE MANAGEMENT GUIDES 9200 and 9300 | 1 | Each | Local | ZAR | 1 |  | 0 | 0 | 0
| 993 | C9300L-STACK-KIT2 | Cisco Catalyst 9300L and 9300LM Stacking Kit | 1 | Each | Local | ZAR | 1 |  | 0 | 0 | 0
| 994 | C9300L-STACK-A | Catalyst 9300L & 9300LM Stack Module | 2 | Each | Local | ZAR | 1 |  | 0 | 0 | 0
| 995 | NETWORK-PNP-LIC | Network Plug-n-Play Connect for zero-touch device deployment | 1 | Each | Local | ZAR | 1 |  | 0 | 0 | 0
| 996 | STACK-T3A-50CM | C9300L & C9300LM 50CM Type 3A Stacking Cable | 1 | Each | Local | ZAR | 1 |  | 0 | 0 | 0
| 997 | C9300L-24T-4X-A | Catalyst 9300L 24p data, Network Advantage ,4x10G Uplink | 1 | Each | Local | ZAR | 1 |  | 0 | 0 | 0
| 998 | CON-L1NBD-C00L2XAL | CX LEVEL 1 8X5XNBD Catalyst 9300L 24p data, Network Advantag | 1 | Each | Local | ZAR | 1 |  | 0 | 0 | 0
| 999 | C9300L-DNA-A-24 | C9300L Cisco DNA Advantage, 24-port Term Licenses | 1 | Each | Local | ZAR | 1 |  | 0 | 0 | 0
| 1000 | CON-L1SWT-C93LA24 | CX LEVEL 1 SW SUB C9300L Cisco DNA Adv | 1 | Each | Local | ZAR | 1 |  | 0 | 0 | 0
| 1001 | C9300L-DNA-A-24-5Y | C9300L Cisco DNA Advantage, 24-port, 5 Year Term license | 1 | Each | Local | ZAR | 1 |  | 0 | 0 | 0
| 1002 | TE-EMBEDDED-T | Cisco ThousandEyes Enterprise Agent IBN Embedded | 1 | Each | Local | ZAR | 1 |  | 0 | 0 | 0
| 1003 | TE-EMBEDDED-T-5Y | ThousandEyes - Enterprise Agents | 1 | Each | Local | ZAR | 1 |  | 0 | 0 | 0
| 1004 | D-DNAS-EXT-S-T | Cisco DNA Spaces Extend Term License for Catalyst Switches | 1 | Each | Local | ZAR | 1 |  | 0 | 0 | 0
| 1005 | D-DNAS-EXT-S-5Y | Cisco DNA Spaces Extend for Catalyst Switching - 5Year | 1 | Each | Local | ZAR | 1 |  | 0 | 0 | 0
| 1006 | S9300LUK9-1715 | CAT9300/9400/9500/9600 UNIVERSAL | 1 | Each | Local | ZAR | 1 |  | 0 | 0 | 0
| 1007 | C9300L-NW-A-24 | C9300L Network Advantage, 24-port license | 1 | Each | Local | ZAR | 1 |  | 0 | 0 | 0
| 1008 | TE-C9K-SW | TE agent for IOSXE on C9K | 1 | Each | Local | ZAR | 1 |  | 0 | 0 | 0
| 1009 | FAN-T2 | Cisco Type 2 Fan Module | 3 | Each | Local | ZAR | 1 |  | 0 | 0 | 0
| 1010 | PWR-C1-350WAC-P | 350W AC 80+ platinum Config 1 Power Supply | 1 | Each | Local | ZAR | 1 |  | 0 | 0 | 0
| 1011 | PWR-C1-350WAC-P/2 | 350W AC 80+ platinum Config 1 Secondary Power Supply | 1 | Each | Local | ZAR | 1 |  | 0 | 0 | 0
| 1012 | CAB-C15-CBN-IN | AC Power Cord, Type C15 Cable, India | 2 | Each | Local | ZAR | 1 |  | 0 | 0 | 0
| 1013 | SSD-240G | Cisco pluggable USB3.0 SSD storage | 1 | Each | Local | ZAR | 1 |  | 0 | 0 | 0
| 1014 | C9K-ACC-RBFT | RUBBER FEET FOR TABLE TOP SETUP 9200 and 93xx | 1 | Each | Local | ZAR | 1 |  | 0 | 0 | 0
| 1015 | C9K-ACC-SCR-4 | 12-24 and 10-32 SCREWS FOR RACK INSTALLATION, QTY 4 | 1 | Each | Local | ZAR | 1 |  | 0 | 0 | 0
| 1016 | CAB-GUIDE-1RU | 1RU CABLE MANAGEMENT GUIDES 9200 and 9300 | 1 | Each | Local | ZAR | 1 |  | 0 | 0 | 0
| 1017 | C9300L-STACK-KIT2 | Cisco Catalyst 9300L and 9300LM Stacking Kit | 1 | Each | Local | ZAR | 1 |  | 0 | 0 | 0
| 1018 | C9300L-STACK-A | Catalyst 9300L & 9300LM Stack Module | 2 | Each | Local | ZAR | 1 |  | 0 | 0 | 0
| 1019 | NETWORK-PNP-LIC | Network Plug-n-Play Connect for zero-touch device deployment | 1 | Each | Local | ZAR | 1 |  | 0 | 0 | 0
| 1020 | STACK-T3A-50CM | C9300L & C9300LM 50CM Type 3A Stacking Cable | 1 | Each | Local | ZAR | 1 |  | 0 | 0 | 0
| 1021 | C9300L-48T-4G-A | Catalyst 9300L 48p data, Network Advantage ,4x1G Uplink | 1 | Each | Local | ZAR | 1 |  | 0 | 0 | 0
| 1022 | CON-L1NBD-CAT9300L | CX LEVEL 1 8X5XNBD Catalyst 9300L 48p data, Network Advantag | 1 | Each | Local | ZAR | 1 |  | 0 | 0 | 0
| 1023 | C9300L-DNA-A-48 | C9300L Cisco DNA Advantage, 48-port license | 1 | Each | Local | ZAR | 1 |  | 0 | 0 | 0
| 1024 | CON-L1SWT-C93LA48 | CX LEVEL 1 SW SUB C9300L Cisco DNA Adv | 1 | Each | Local | ZAR | 1 |  | 0 | 0 | 0
| 1025 | C9300L-DNA-A-48-5Y | C9300L Cisco DNA Advantage, 48-port, 5 Year Term license | 1 | Each | Local | ZAR | 1 |  | 0 | 0 | 0
| 1026 | TE-EMBEDDED-T | Cisco ThousandEyes Enterprise Agent IBN Embedded | 1 | Each | Local | ZAR | 1 |  | 0 | 0 | 0
| 1027 | TE-EMBEDDED-T-5Y | ThousandEyes - Enterprise Agents | 1 | Each | Local | ZAR | 1 |  | 0 | 0 | 0
| 1028 | D-DNAS-EXT-S-T | Cisco DNA Spaces Extend Term License for Catalyst Switches | 1 | Each | Local | ZAR | 1 |  | 0 | 0 | 0
| 1029 | D-DNAS-EXT-S-5Y | Cisco DNA Spaces Extend for Catalyst Switching - 5Year | 1 | Each | Local | ZAR | 1 |  | 0 | 0 | 0
| 1030 | S9300LUK9-1715 | CAT9300/9400/9500/9600 UNIVERSAL | 1 | Each | Local | ZAR | 1 |  | 0 | 0 | 0
| 1031 | C9300L-NW-A-48 | C9300L Network Advantage, 48-port license | 1 | Each | Local | ZAR | 1 |  | 0 | 0 | 0
| 1032 | C9300L-STACK-BLANK | Catalyst 9300L Blank Stack Module | 2 | Each | Local | ZAR | 1 |  | 0 | 0 | 0
| 1033 | TE-C9K-SW | TE agent for IOSXE on C9K | 1 | Each | Local | ZAR | 1 |  | 0 | 0 | 0
| 1034 | FAN-T2 | Cisco Type 2 Fan Module | 3 | Each | Local | ZAR | 1 |  | 0 | 0 | 0
| 1035 | PWR-C1-350WAC-P | 350W AC 80+ platinum Config 1 Power Supply | 1 | Each | Local | ZAR | 1 |  | 0 | 0 | 0
| 1036 | PWR-C1-350WAC-P/2 | 350W AC 80+ platinum Config 1 Secondary Power Supply | 1 | Each | Local | ZAR | 1 |  | 0 | 0 | 0
| 1037 | CAB-C15-CBN | Cabinet Jumper Power Cord, 250 VAC 13A, C14-C15 Connectors | 2 | Each | Local | ZAR | 1 |  | 0 | 0 | 0
| 1038 | SSD-240G | Cisco pluggable USB3.0 SSD storage | 1 | Each | Local | ZAR | 1 |  | 0 | 0 | 0
| 1039 | C9K-ACC-RBFT | RUBBER FEET FOR TABLE TOP SETUP 9200 and 93xx | 1 | Each | Local | ZAR | 1 |  | 0 | 0 | 0
| 1040 | C9K-ACC-SCR-4 | 12-24 and 10-32 SCREWS FOR RACK INSTALLATION, QTY 4 | 1 | Each | Local | ZAR | 1 |  | 0 | 0 | 0
| 1041 | CAB-GUIDE-1RU | 1RU CABLE MANAGEMENT GUIDES 9200 and 9300 | 1 | Each | Local | ZAR | 1 |  | 0 | 0 | 0
| 1042 | NETWORK-PNP-LIC | Network Plug-n-Play Connect for zero-touch device deployment | 1 | Each | Local | ZAR | 1 |  | 0 | 0 | 0
| 1043 | C9300L-24P-4G-A | Catalyst 9300L 24p PoE, Network Advantage ,4x1G Uplink | 1 | Each | Local | ZAR | 1 |  | 0 | 0 | 0
| 1044 | CON-L1NBD-C93004G4 | CX LEVEL 1 8X5XNBD Catalyst 9300L 24p PoE, Network Advantage | 1 | Each | Local | ZAR | 1 |  | 0 | 0 | 0
| 1045 | C9300L-DNA-A-24 | C9300L Cisco DNA Advantage, 24-port Term Licenses | 1 | Each | Local | ZAR | 1 |  | 0 | 0 | 0
| 1046 | CON-L1SWT-C93LA24 | CX LEVEL 1 SW SUB C9300L Cisco DNA Adv | 1 | Each | Local | ZAR | 1 |  | 0 | 0 | 0
| 1047 | C9300L-DNA-A-24-5Y | C9300L Cisco DNA Advantage, 24-port, 5 Year Term license | 1 | Each | Local | ZAR | 1 |  | 0 | 0 | 0
| 1048 | TE-EMBEDDED-T | Cisco ThousandEyes Enterprise Agent IBN Embedded | 1 | Each | Local | ZAR | 1 |  | 0 | 0 | 0
| 1049 | TE-EMBEDDED-T-5Y | ThousandEyes - Enterprise Agents | 1 | Each | Local | ZAR | 1 |  | 0 | 0 | 0
| 1050 | D-DNAS-EXT-S-T | Cisco DNA Spaces Extend Term License for Catalyst Switches | 1 | Each | Local | ZAR | 1 |  | 0 | 0 | 0
| 1051 | D-DNAS-EXT-S-5Y | Cisco DNA Spaces Extend for Catalyst Switching - 5Year | 1 | Each | Local | ZAR | 1 |  | 0 | 0 | 0
| 1052 | S9300LUK9-1715 | CAT9300/9400/9500/9600 UNIVERSAL | 1 | Each | Local | ZAR | 1 |  | 0 | 0 | 0
| 1053 | C9300L-NW-A-24 | C9300L Network Advantage, 24-port license | 1 | Each | Local | ZAR | 1 |  | 0 | 0 | 0
| 1054 | C9300L-STACK-BLANK | Catalyst 9300L Blank Stack Module | 2 | Each | Local | ZAR | 1 |  | 0 | 0 | 0
| 1055 | TE-C9K-SW | TE agent for IOSXE on C9K | 1 | Each | Local | ZAR | 1 |  | 0 | 0 | 0
| 1056 | FAN-T2 | Cisco Type 2 Fan Module | 3 | Each | Local | ZAR | 1 |  | 0 | 0 | 0
| 1057 | PWR-C1-715WAC-P | 715W AC 80+ platinum Config 1 Power Supply | 1 | Each | Local | ZAR | 1 |  | 0 | 0 | 0
| 1058 | PWR-C1-715WAC-P/2 | 715W AC 80+ platinum Config 1 SecondaryPower Supply | 1 | Each | Local | ZAR | 1 |  | 0 | 0 | 0
| 1059 | CAB-C15-CBN | Cabinet Jumper Power Cord, 250 VAC 13A, C14-C15 Connectors | 2 | Each | Local | ZAR | 1 |  | 0 | 0 | 0
| 1060 | SSD-240G | Cisco pluggable USB3.0 SSD storage | 1 | Each | Local | ZAR | 1 |  | 0 | 0 | 0
| 1061 | C9K-ACC-RBFT | RUBBER FEET FOR TABLE TOP SETUP 9200 and 93xx | 1 | Each | Local | ZAR | 1 |  | 0 | 0 | 0
| 1062 | C9K-ACC-SCR-4 | 12-24 and 10-32 SCREWS FOR RACK INSTALLATION, QTY 4 | 1 | Each | Local | ZAR | 1 |  | 0 | 0 | 0
| 1063 | CAB-GUIDE-1RU | 1RU CABLE MANAGEMENT GUIDES 9200 and 9300 | 1 | Each | Local | ZAR | 1 |  | 0 | 0 | 0
| 1064 | NETWORK-PNP-LIC | Network Plug-n-Play Connect for zero-touch device deployment | 1 | Each | Local | ZAR | 1 |  | 0 | 0 | 0
| 1065 | C9300L-24P-4X-A | Catalyst 9300L 24p PoE, Network Advantage ,4x10G Uplink | 1 | Each | Local | ZAR | 1 |  | 0 | 0 | 0
| 1066 | CON-L1NBD-C93024PX | CX LEVEL 1 8X5XNBD Catalyst 9300L 24p PoE, Network Advantage | 1 | Each | Local | ZAR | 1 |  | 0 | 0 | 0
| 1067 | C9300L-DNA-A-24 | C9300L Cisco DNA Advantage, 24-port Term Licenses | 1 | Each | Local | ZAR | 1 |  | 0 | 0 | 0
| 1068 | CON-L1SWT-C93LA24 | CX LEVEL 1 SW SUB C9300L Cisco DNA Adv | 1 | Each | Local | ZAR | 1 |  | 0 | 0 | 0
| 1069 | C9300L-DNA-A-24-5Y | C9300L Cisco DNA Advantage, 24-port, 5 Year Term license | 1 | Each | Local | ZAR | 1 |  | 0 | 0 | 0
| 1070 | TE-EMBEDDED-T | Cisco ThousandEyes Enterprise Agent IBN Embedded | 1 | Each | Local | ZAR | 1 |  | 0 | 0 | 0
| 1071 | TE-EMBEDDED-T-5Y | ThousandEyes - Enterprise Agents | 1 | Each | Local | ZAR | 1 |  | 0 | 0 | 0
| 1072 | D-DNAS-EXT-S-T | Cisco DNA Spaces Extend Term License for Catalyst Switches | 1 | Each | Local | ZAR | 1 |  | 0 | 0 | 0
| 1073 | D-DNAS-EXT-S-5Y | Cisco DNA Spaces Extend for Catalyst Switching - 5Year | 1 | Each | Local | ZAR | 1 |  | 0 | 0 | 0
| 1074 | S9300LUK9-1715 | CAT9300/9400/9500/9600 UNIVERSAL | 1 | Each | Local | ZAR | 1 |  | 0 | 0 | 0
| 1075 | C9300L-NW-A-24 | C9300L Network Advantage, 24-port license | 1 | Each | Local | ZAR | 1 |  | 0 | 0 | 0
| 1076 | C9300L-STACK-BLANK | Catalyst 9300L Blank Stack Module | 2 | Each | Local | ZAR | 1 |  | 0 | 0 | 0
| 1077 | TE-C9K-SW | TE agent for IOSXE on C9K | 1 | Each | Local | ZAR | 1 |  | 0 | 0 | 0
| 1078 | FAN-T2 | Cisco Type 2 Fan Module | 3 | Each | Local | ZAR | 1 |  | 0 | 0 | 0
| 1079 | PWR-C1-715WAC-P | 715W AC 80+ platinum Config 1 Power Supply | 1 | Each | Local | ZAR | 1 |  | 0 | 0 | 0
| 1080 | PWR-C1-715WAC-P/2 | 715W AC 80+ platinum Config 1 SecondaryPower Supply | 1 | Each | Local | ZAR | 1 |  | 0 | 0 | 0
| 1081 | CAB-C15-CBN | Cabinet Jumper Power Cord, 250 VAC 13A, C14-C15 Connectors | 2 | Each | Local | ZAR | 1 |  | 0 | 0 | 0
| 1082 | SSD-240G | Cisco pluggable USB3.0 SSD storage | 1 | Each | Local | ZAR | 1 |  | 0 | 0 | 0
| 1083 | C9K-ACC-RBFT | RUBBER FEET FOR TABLE TOP SETUP 9200 and 93xx | 1 | Each | Local | ZAR | 1 |  | 0 | 0 | 0
| 1084 | C9K-ACC-SCR-4 | 12-24 and 10-32 SCREWS FOR RACK INSTALLATION, QTY 4 | 1 | Each | Local | ZAR | 1 |  | 0 | 0 | 0
| 1085 | CAB-GUIDE-1RU | 1RU CABLE MANAGEMENT GUIDES 9200 and 9300 | 1 | Each | Local | ZAR | 1 |  | 0 | 0 | 0
| 1086 | NETWORK-PNP-LIC | Network Plug-n-Play Connect for zero-touch device deployment | 1 | Each | Local | ZAR | 1 |  | 0 | 0 | 0
| 1087 | C9300L-48P-4G-A | Catalyst 9300L 48p PoE, Network Advantage ,4x1G Uplink | 1 | Each | Local | ZAR | 1 |  | 0 | 0 | 0
| 1088 | CON-L1NBD-C9300AG4 | CX LEVEL 1 8X5XNBD Catalyst 9300L 48p PoE, Network Advantage | 1 | Each | Local | ZAR | 1 |  | 0 | 0 | 0
| 1089 | S9300LUK9-1715 | CAT9300/9400/9500/9600 UNIVERSAL | 1 | Each | Local | ZAR | 1 |  | 0 | 0 | 0
| 1090 | C9300L-NW-A-48 | C9300L Network Advantage, 48-port license | 1 | Each | Local | ZAR | 1 |  | 0 | 0 | 0
| 1091 | C9300L-STACK-BLANK | Catalyst 9300L Blank Stack Module | 2 | Each | Local | ZAR | 1 |  | 0 | 0 | 0
| 1092 | TE-C9K-SW | TE agent for IOSXE on C9K | 1 | Each | Local | ZAR | 1 |  | 0 | 0 | 0
| 1093 | FAN-T2 | Cisco Type 2 Fan Module | 3 | Each | Local | ZAR | 1 |  | 0 | 0 | 0
| 1094 | PWR-C1-715WAC-P | 715W AC 80+ platinum Config 1 Power Supply | 1 | Each | Local | ZAR | 1 |  | 0 | 0 | 0
| 1095 | PWR-C1-715WAC-P/2 | 715W AC 80+ platinum Config 1 SecondaryPower Supply | 1 | Each | Local | ZAR | 1 |  | 0 | 0 | 0
| 1096 | CAB-C15-CBN-IN | AC Power Cord, Type C15 Cable, India | 2 | Each | Local | ZAR | 1 |  | 0 | 0 | 0
| 1097 | SSD-240G | Cisco pluggable USB3.0 SSD storage | 1 | Each | Local | ZAR | 1 |  | 0 | 0 | 0
| 1098 | C9K-ACC-RBFT | RUBBER FEET FOR TABLE TOP SETUP 9200 and 93xx | 1 | Each | Local | ZAR | 1 |  | 0 | 0 | 0
| 1099 | C9300L-DNA-A-48 | C9300L Cisco DNA Advantage, 48-port license | 1 | Each | Local | ZAR | 1 |  | 0 | 0 | 0
| 1100 | CON-L1SWT-C93LA48 | CX LEVEL 1 SW SUB C9300L Cisco DNA Adv | 1 | Each | Local | ZAR | 1 |  | 0 | 0 | 0
| 1101 | C9300L-DNA-A-48-5Y | C9300L Cisco DNA Advantage, 48-port, 5 Year Term license | 1 | Each | Local | ZAR | 1 |  | 0 | 0 | 0
| 1102 | TE-EMBEDDED-T | Cisco ThousandEyes Enterprise Agent IBN Embedded | 1 | Each | Local | ZAR | 1 |  | 0 | 0 | 0
| 1103 | TE-EMBEDDED-T-5Y | ThousandEyes - Enterprise Agents | 1 | Each | Local | ZAR | 1 |  | 0 | 0 | 0
| 1104 | D-DNAS-EXT-S-T | Cisco DNA Spaces Extend Term License for Catalyst Switches | 1 | Each | Local | ZAR | 1 |  | 0 | 0 | 0
| 1105 | D-DNAS-EXT-S-5Y | Cisco DNA Spaces Extend for Catalyst Switching - 5Year | 1 | Each | Local | ZAR | 1 |  | 0 | 0 | 0
| 1106 | C9K-ACC-SCR-4 | 12-24 and 10-32 SCREWS FOR RACK INSTALLATION, QTY 4 | 1 | Each | Local | ZAR | 1 |  | 0 | 0 | 0
| 1107 | CAB-GUIDE-1RU | 1RU CABLE MANAGEMENT GUIDES 9200 and 9300 | 1 | Each | Local | ZAR | 1 |  | 0 | 0 | 0
| 1108 | NETWORK-PNP-LIC | Network Plug-n-Play Connect for zero-touch device deployment | 1 | Each | Local | ZAR | 1 |  | 0 | 0 | 0
| 1109 | C9300L-48P-4X-A | Catalyst 9300L 48p PoE, Network Advantage,4x10G Uplink | 1 | Each | Local | ZAR | 1 |  | 0 | 0 | 0
| 1110 | CON-L1NBD-CA00LXL8 | CX LEVEL 1 8X5XNBD Catalyst 9300L 48p PoE, Network Advantage | 1 | Each | Local | ZAR | 1 |  | 0 | 0 | 0
| 1111 | C9300L-DNA-A-48 | C9300L Cisco DNA Advantage, 48-port license | 1 | Each | Local | ZAR | 1 |  | 0 | 0 | 0
| 1112 | CON-L1SWT-C93LA48 | CX LEVEL 1 SW SUB C9300L Cisco DNA Adv | 1 | Each | Local | ZAR | 1 |  | 0 | 0 | 0
| 1113 | C9300L-DNA-A-48-5Y | C9300L Cisco DNA Advantage, 48-port, 5 Year Term license | 1 | Each | Local | ZAR | 1 |  | 0 | 0 | 0
| 1114 | TE-EMBEDDED-T | Cisco ThousandEyes Enterprise Agent IBN Embedded | 1 | Each | Local | ZAR | 1 |  | 0 | 0 | 0
| 1115 | TE-EMBEDDED-T-5Y | ThousandEyes - Enterprise Agents | 1 | Each | Local | ZAR | 1 |  | 0 | 0 | 0
| 1116 | D-DNAS-EXT-S-T | Cisco DNA Spaces Extend Term License for Catalyst Switches | 1 | Each | Local | ZAR | 1 |  | 0 | 0 | 0
| 1117 | D-DNAS-EXT-S-5Y | Cisco DNA Spaces Extend for Catalyst Switching - 5Year | 1 | Each | Local | ZAR | 1 |  | 0 | 0 | 0
| 1118 | S9300LUK9-1715 | CAT9300/9400/9500/9600 UNIVERSAL | 1 | Each | Local | ZAR | 1 |  | 0 | 0 | 0
| 1119 | C9300L-NW-A-48 | C9300L Network Advantage, 48-port license | 1 | Each | Local | ZAR | 1 |  | 0 | 0 | 0
| 1120 | C9300L-STACK-BLANK | Catalyst 9300L Blank Stack Module | 2 | Each | Local | ZAR | 1 |  | 0 | 0 | 0
| 1121 | TE-C9K-SW | TE agent for IOSXE on C9K | 1 | Each | Local | ZAR | 1 |  | 0 | 0 | 0
| 1122 | FAN-T2 | Cisco Type 2 Fan Module | 3 | Each | Local | ZAR | 1 |  | 0 | 0 | 0
| 1123 | PWR-C1-715WAC-P | 715W AC 80+ platinum Config 1 Power Supply | 1 | Each | Local | ZAR | 1 |  | 0 | 0 | 0
| 1124 | PWR-C1-715WAC-P/2 | 715W AC 80+ platinum Config 1 SecondaryPower Supply | 1 | Each | Local | ZAR | 1 |  | 0 | 0 | 0
| 1125 | CAB-C15-CBN-IN | AC Power Cord, Type C15 Cable, India | 2 | Each | Local | ZAR | 1 |  | 0 | 0 | 0
| 1126 | SSD-240G | Cisco pluggable USB3.0 SSD storage | 1 | Each | Local | ZAR | 1 |  | 0 | 0 | 0
| 1127 | C9K-ACC-RBFT | RUBBER FEET FOR TABLE TOP SETUP 9200 and 93xx | 1 | Each | Local | ZAR | 1 |  | 0 | 0 | 0
| 1128 | C9K-ACC-SCR-4 | 12-24 and 10-32 SCREWS FOR RACK INSTALLATION, QTY 4 | 1 | Each | Local | ZAR | 1 |  | 0 | 0 | 0
| 1129 | CAB-GUIDE-1RU | 1RU CABLE MANAGEMENT GUIDES 9200 and 9300 | 1 | Each | Local | ZAR | 1 |  | 0 | 0 | 0
| 1130 | NETWORK-PNP-LIC | Network Plug-n-Play Connect for zero-touch device deployment | 1 | Each | Local | ZAR | 1 |  | 0 | 0 | 0
| 1131 | C9300L-48PF-4G-A | Catalyst 9300L 48p Full PoE, Network Advantage,4x1G Uplink | 1 | Each | Local | ZAR | 1 |  | 0 | 0 | 0
| 1132 | CON-L1NBD-C93004GA | CX LEVEL 1 8X5XNBD Catalyst 9300L 48p Full PoE, Network Adva | 1 | Each | Local | ZAR | 1 |  | 0 | 0 | 0
| 1133 | C9300L-DNA-A-48 | C9300L Cisco DNA Advantage, 48-port license | 1 | Each | Local | ZAR | 1 |  | 0 | 0 | 0
| 1134 | CON-L1SWT-C93LA48 | CX LEVEL 1 SW SUB C9300L Cisco DNA Adv | 1 | Each | Local | ZAR | 1 |  | 0 | 0 | 0
| 1135 | C9300L-DNA-A-48-5Y | C9300L Cisco DNA Advantage, 48-port, 5 Year Term license | 1 | Each | Local | ZAR | 1 |  | 0 | 0 | 0
| 1136 | TE-EMBEDDED-T | Cisco ThousandEyes Enterprise Agent IBN Embedded | 1 | Each | Local | ZAR | 1 |  | 0 | 0 | 0
| 1137 | TE-EMBEDDED-T-5Y | ThousandEyes - Enterprise Agents | 1 | Each | Local | ZAR | 1 |  | 0 | 0 | 0
| 1138 | D-DNAS-EXT-S-T | Cisco DNA Spaces Extend Term License for Catalyst Switches | 1 | Each | Local | ZAR | 1 |  | 0 | 0 | 0
| 1139 | D-DNAS-EXT-S-5Y | Cisco DNA Spaces Extend for Catalyst Switching - 5Year | 1 | Each | Local | ZAR | 1 |  | 0 | 0 | 0
| 1140 | S9300LUK9-1715 | CAT9300/9400/9500/9600 UNIVERSAL | 1 | Each | Local | ZAR | 1 |  | 0 | 0 | 0
| 1141 | C9300L-NW-A-48 | C9300L Network Advantage, 48-port license | 1 | Each | Local | ZAR | 1 |  | 0 | 0 | 0
| 1142 | C9300L-STACK-BLANK | Catalyst 9300L Blank Stack Module | 2 | Each | Local | ZAR | 1 |  | 0 | 0 | 0
| 1143 | TE-C9K-SW | TE agent for IOSXE on C9K | 1 | Each | Local | ZAR | 1 |  | 0 | 0 | 0
| 1144 | FAN-T2 | Cisco Type 2 Fan Module | 3 | Each | Local | ZAR | 1 |  | 0 | 0 | 0
| 1145 | PWR-C1-1100WAC-P | 1100W AC 80+ platinum Config 1 Power Supply | 1 | Each | Local | ZAR | 1 |  | 0 | 0 | 0
| 1146 | PWR-C1-1100WAC-P/2 | 1100W AC 80+ platinum Config 1 Secondary Power Supply | 1 | Each | Local | ZAR | 1 |  | 0 | 0 | 0
| 1147 | CAB-C15-CBN | Cabinet Jumper Power Cord, 250 VAC 13A, C14-C15 Connectors | 2 | Each | Local | ZAR | 1 |  | 0 | 0 | 0
| 1148 | SSD-240G | Cisco pluggable USB3.0 SSD storage | 1 | Each | Local | ZAR | 1 |  | 0 | 0 | 0
| 1149 | C9K-ACC-RBFT | RUBBER FEET FOR TABLE TOP SETUP 9200 and 93xx | 1 | Each | Local | ZAR | 1 |  | 0 | 0 | 0
| 1150 | C9K-ACC-SCR-4 | 12-24 and 10-32 SCREWS FOR RACK INSTALLATION, QTY 4 | 1 | Each | Local | ZAR | 1 |  | 0 | 0 | 0
| 1151 | CAB-GUIDE-1RU | 1RU CABLE MANAGEMENT GUIDES 9200 and 9300 | 1 | Each | Local | ZAR | 1 |  | 0 | 0 | 0
| 1152 | NETWORK-PNP-LIC | Network Plug-n-Play Connect for zero-touch device deployment | 1 | Each | Local | ZAR | 1 |  | 0 | 0 | 0
| 1153 | C9300L-48PF-4X-A | Catalyst 9300L 48p Full PoE, Network Advantage,4x10G Uplink | 1 | Each | Local | ZAR | 1 |  | 0 | 0 | 0
| 1154 | CON-L1NBD-C9300P4X | CX LEVEL 1 8X5XNBD Catalyst 9300L 48p Full PoE, Network Adva | 1 | Each | Local | ZAR | 1 |  | 0 | 0 | 0
| 1155 | C9300L-DNA-A-48 | C9300L Cisco DNA Advantage, 48-port license | 1 | Each | Local | ZAR | 1 |  | 0 | 0 | 0
| 1156 | CON-L1SWT-C93LA48 | CX LEVEL 1 SW SUB C9300L Cisco DNA Adv | 1 | Each | Local | ZAR | 1 |  | 0 | 0 | 0
| 1157 | C9300L-DNA-A-48-5Y | C9300L Cisco DNA Advantage, 48-port, 5 Year Term license | 1 | Each | Local | ZAR | 1 |  | 0 | 0 | 0
| 1158 | TE-EMBEDDED-T | Cisco ThousandEyes Enterprise Agent IBN Embedded | 1 | Each | Local | ZAR | 1 |  | 0 | 0 | 0
| 1159 | TE-EMBEDDED-T-5Y | ThousandEyes - Enterprise Agents | 1 | Each | Local | ZAR | 1 |  | 0 | 0 | 0
| 1160 | D-DNAS-EXT-S-T | Cisco DNA Spaces Extend Term License for Catalyst Switches | 1 | Each | Local | ZAR | 1 |  | 0 | 0 | 0
| 1161 | D-DNAS-EXT-S-5Y | Cisco DNA Spaces Extend for Catalyst Switching - 5Year | 1 | Each | Local | ZAR | 1 |  | 0 | 0 | 0
| 1162 | S9300LUK9-1715 | CAT9300/9400/9500/9600 UNIVERSAL | 1 | Each | Local | ZAR | 1 |  | 0 | 0 | 0
| 1163 | C9300L-NW-A-48 | C9300L Network Advantage, 48-port license | 1 | Each | Local | ZAR | 1 |  | 0 | 0 | 0
| 1164 | TE-C9K-SW | TE agent for IOSXE on C9K | 1 | Each | Local | ZAR | 1 |  | 0 | 0 | 0
| 1165 | FAN-T2 | Cisco Type 2 Fan Module | 3 | Each | Local | ZAR | 1 |  | 0 | 0 | 0
| 1166 | PWR-C1-1100WAC-P | 1100W AC 80+ platinum Config 1 Power Supply | 1 | Each | Local | ZAR | 1 |  | 0 | 0 | 0
| 1167 | PWR-C1-1100WAC-P/2 | 1100W AC 80+ platinum Config 1 Secondary Power Supply | 1 | Each | Local | ZAR | 1 |  | 0 | 0 | 0
| 1168 | CAB-C15-CBN | Cabinet Jumper Power Cord, 250 VAC 13A, C14-C15 Connectors | 2 | Each | Local | ZAR | 1 |  | 0 | 0 | 0
| 1169 | SSD-240G | Cisco pluggable USB3.0 SSD storage | 1 | Each | Local | ZAR | 1 |  | 0 | 0 | 0
| 1170 | C9K-ACC-RBFT | RUBBER FEET FOR TABLE TOP SETUP 9200 and 93xx | 1 | Each | Local | ZAR | 1 |  | 0 | 0 | 0
| 1171 | C9K-ACC-SCR-4 | 12-24 and 10-32 SCREWS FOR RACK INSTALLATION, QTY 4 | 1 | Each | Local | ZAR | 1 |  | 0 | 0 | 0
| 1172 | CAB-GUIDE-1RU | 1RU CABLE MANAGEMENT GUIDES 9200 and 9300 | 1 | Each | Local | ZAR | 1 |  | 0 | 0 | 0
| 1173 | C9300L-STACK-KIT2 | Cisco Catalyst 9300L and 9300LM Stacking Kit | 1 | Each | Local | ZAR | 1 |  | 0 | 0 | 0
| 1174 | C9300L-STACK-A | Catalyst 9300L & 9300LM Stack Module | 2 | Each | Local | ZAR | 1 |  | 0 | 0 | 0
| 1175 | NETWORK-PNP-LIC | Network Plug-n-Play Connect for zero-touch device deployment | 1 | Each | Local | ZAR | 1 |  | 0 | 0 | 0
| 1176 | STACK-T3A-50CM | C9300L & C9300LM 50CM Type 3A Stacking Cable | 1 | Each | Local | ZAR | 1 |  | 0 | 0 | 0
| 1177 | C9300L-24UXG-4X-A | Catalyst 9300L 24p, 8mGig, Network Advantage ,4x10G Uplink | 1 | Each | Local | ZAR | 1 |  | 0 | 0 | 0
| 1178 | CON-L1NBD-C93024GA | CX LEVEL 1 8X5XNBD Catalyst 9300L 24p, 8mGig, Network Advant | 1 | Each | Local | ZAR | 1 |  | 0 | 0 | 0
| 1179 | C9300L-DNA-A-24 | C9300L Cisco DNA Advantage, 24-port Term Licenses | 1 | Each | Local | ZAR | 1 |  | 0 | 0 | 0
| 1180 | CON-L1SWT-C93LA24 | CX LEVEL 1 SW SUB C9300L Cisco DNA Adv | 1 | Each | Local | ZAR | 1 |  | 0 | 0 | 0
| 1181 | C9300L-DNA-A-24-5Y | C9300L Cisco DNA Advantage, 24-port, 5 Year Term license | 1 | Each | Local | ZAR | 1 |  | 0 | 0 | 0
| 1182 | TE-EMBEDDED-T | Cisco ThousandEyes Enterprise Agent IBN Embedded | 1 | Each | Local | ZAR | 1 |  | 0 | 0 | 0
| 1183 | TE-EMBEDDED-T-5Y | ThousandEyes - Enterprise Agents | 1 | Each | Local | ZAR | 1 |  | 0 | 0 | 0
| 1184 | D-DNAS-EXT-S-T | Cisco DNA Spaces Extend Term License for Catalyst Switches | 1 | Each | Local | ZAR | 1 |  | 0 | 0 | 0
| 1185 | D-DNAS-EXT-S-5Y | Cisco DNA Spaces Extend for Catalyst Switching - 5Year | 1 | Each | Local | ZAR | 1 |  | 0 | 0 | 0
| 1186 | S9300LUK9-1715 | CAT9300/9400/9500/9600 UNIVERSAL | 1 | Each | Local | ZAR | 1 |  | 0 | 0 | 0
| 1187 | C9300L-NW-A-24 | C9300L Network Advantage, 24-port license | 1 | Each | Local | ZAR | 1 |  | 0 | 0 | 0
| 1188 | C9300L-STACK-BLANK | Catalyst 9300L Blank Stack Module | 2 | Each | Local | ZAR | 1 |  | 0 | 0 | 0
| 1189 | TE-C9K-SW | TE agent for IOSXE on C9K | 1 | Each | Local | ZAR | 1 |  | 0 | 0 | 0
| 1190 | FAN-T2 | Cisco Type 2 Fan Module | 3 | Each | Local | ZAR | 1 |  | 0 | 0 | 0
| 1191 | PWR-C1-1100WAC-P | 1100W AC 80+ platinum Config 1 Power Supply | 1 | Each | Local | ZAR | 1 |  | 0 | 0 | 0
| 1192 | PWR-C1-1100WAC-P/2 | 1100W AC 80+ platinum Config 1 Secondary Power Supply | 1 | Each | Local | ZAR | 1 |  | 0 | 0 | 0
| 1193 | CAB-C15-CBN | Cabinet Jumper Power Cord, 250 VAC 13A, C14-C15 Connectors | 2 | Each | Local | ZAR | 1 |  | 0 | 0 | 0
| 1194 | SSD-240G | Cisco pluggable USB3.0 SSD storage | 1 | Each | Local | ZAR | 1 |  | 0 | 0 | 0
| 1195 | C9K-ACC-RBFT | RUBBER FEET FOR TABLE TOP SETUP 9200 and 93xx | 1 | Each | Local | ZAR | 1 |  | 0 | 0 | 0
| 1196 | C9K-ACC-SCR-4 | 12-24 and 10-32 SCREWS FOR RACK INSTALLATION, QTY 4 | 1 | Each | Local | ZAR | 1 |  | 0 | 0 | 0
| 1197 | CAB-GUIDE-1RU | 1RU CABLE MANAGEMENT GUIDES 9200 and 9300 | 1 | Each | Local | ZAR | 1 |  | 0 | 0 | 0
| 1198 | NETWORK-PNP-LIC | Network Plug-n-Play Connect for zero-touch device deployment | 1 | Each | Local | ZAR | 1 |  | 0 | 0 | 0
| 1199 | C9300L-24UXG-2Q-A | Catalyst 9300L 24p, 8mGig, Network Advantage ,2x40G Uplink | 1 | Each | Local | ZAR | 1 |  | 0 | 0 | 0
| 1200 | CON-L1NBD-C932QA4A | CX LEVEL 1 8X5XNBD Catalyst 9300L 24p, 8mGig, Network Advant | 1 | Each | Local | ZAR | 1 |  | 0 | 0 | 0
| 1201 | C9300L-DNA-A-24 | C9300L Cisco DNA Advantage, 24-port Term Licenses | 1 | Each | Local | ZAR | 1 |  | 0 | 0 | 0
| 1202 | CON-L1SWT-C93LA24 | CX LEVEL 1 SW SUB C9300L Cisco DNA Adv | 1 | Each | Local | ZAR | 1 |  | 0 | 0 | 0
| 1203 | C9300L-DNA-A-24-5Y | C9300L Cisco DNA Advantage, 24-port, 5 Year Term license | 1 | Each | Local | ZAR | 1 |  | 0 | 0 | 0
| 1204 | TE-EMBEDDED-T | Cisco ThousandEyes Enterprise Agent IBN Embedded | 1 | Each | Local | ZAR | 1 |  | 0 | 0 | 0
| 1205 | TE-EMBEDDED-T-5Y | ThousandEyes - Enterprise Agents | 1 | Each | Local | ZAR | 1 |  | 0 | 0 | 0
| 1206 | D-DNAS-EXT-S-T | Cisco DNA Spaces Extend Term License for Catalyst Switches | 1 | Each | Local | ZAR | 1 |  | 0 | 0 | 0
| 1207 | D-DNAS-EXT-S-5Y | Cisco DNA Spaces Extend for Catalyst Switching - 5Year | 1 | Each | Local | ZAR | 1 |  | 0 | 0 | 0
| 1208 | S9300LUK9-1715 | CAT9300/9400/9500/9600 UNIVERSAL | 1 | Each | Local | ZAR | 1 |  | 0 | 0 | 0
| 1209 | C9300L-NW-A-24 | C9300L Network Advantage, 24-port license | 1 | Each | Local | ZAR | 1 |  | 0 | 0 | 0
| 1210 | C9300L-STACK-BLANK | Catalyst 9300L Blank Stack Module | 2 | Each | Local | ZAR | 1 |  | 0 | 0 | 0
| 1211 | TE-C9K-SW | TE agent for IOSXE on C9K | 1 | Each | Local | ZAR | 1 |  | 0 | 0 | 0
| 1212 | FAN-T2 | Cisco Type 2 Fan Module | 3 | Each | Local | ZAR | 1 |  | 0 | 0 | 0
| 1213 | PWR-C1-1100WAC-P | 1100W AC 80+ platinum Config 1 Power Supply | 1 | Each | Local | ZAR | 1 |  | 0 | 0 | 0
| 1214 | PWR-C1-1100WAC-P/2 | 1100W AC 80+ platinum Config 1 Secondary Power Supply | 1 | Each | Local | ZAR | 1 |  | 0 | 0 | 0
| 1215 | CAB-C15-CBN-IN | AC Power Cord, Type C15 Cable, India | 2 | Each | Local | ZAR | 1 |  | 0 | 0 | 0
| 1216 | SSD-240G | Cisco pluggable USB3.0 SSD storage | 1 | Each | Local | ZAR | 1 |  | 0 | 0 | 0
| 1217 | C9K-ACC-RBFT | RUBBER FEET FOR TABLE TOP SETUP 9200 and 93xx | 1 | Each | Local | ZAR | 1 |  | 0 | 0 | 0
| 1218 | C9K-ACC-SCR-4 | 12-24 and 10-32 SCREWS FOR RACK INSTALLATION, QTY 4 | 1 | Each | Local | ZAR | 1 |  | 0 | 0 | 0
| 1219 | CAB-GUIDE-1RU | 1RU CABLE MANAGEMENT GUIDES 9200 and 9300 | 1 | Each | Local | ZAR | 1 |  | 0 | 0 | 0
| 1220 | NETWORK-PNP-LIC | Network Plug-n-Play Connect for zero-touch device deployment | 1 | Each | Local | ZAR | 1 |  | 0 | 0 | 0
| 1221 | C9300L-48UXG-4X-A | Catalyst 9300L 48p, 12mGig, Network Advantage ,4x10G Uplink | 1 | Each | Local | ZAR | 1 |  | 0 | 0 | 0
| 1222 | CON-L1NBD-CA9300L4 | CX LEVEL 1 8X5XNBD Catalyst 9300L 48p, 12mGig, Network Advan | 1 | Each | Local | ZAR | 1 |  | 0 | 0 | 0
| 1223 | C9300L-DNA-A-48 | C9300L Cisco DNA Advantage, 48-port license | 1 | Each | Local | ZAR | 1 |  | 0 | 0 | 0
| 1224 | CON-L1SWT-C93LA48 | CX LEVEL 1 SW SUB C9300L Cisco DNA Adv | 1 | Each | Local | ZAR | 1 |  | 0 | 0 | 0
| 1225 | C9300L-DNA-A-48-5Y | C9300L Cisco DNA Advantage, 48-port, 5 Year Term license | 1 | Each | Local | ZAR | 1 |  | 0 | 0 | 0
| 1226 | TE-EMBEDDED-T | Cisco ThousandEyes Enterprise Agent IBN Embedded | 1 | Each | Local | ZAR | 1 |  | 0 | 0 | 0
| 1227 | TE-EMBEDDED-T-5Y | ThousandEyes - Enterprise Agents | 1 | Each | Local | ZAR | 1 |  | 0 | 0 | 0
| 1228 | D-DNAS-EXT-S-T | Cisco DNA Spaces Extend Term License for Catalyst Switches | 1 | Each | Local | ZAR | 1 |  | 0 | 0 | 0
| 1229 | D-DNAS-EXT-S-5Y | Cisco DNA Spaces Extend for Catalyst Switching - 5Year | 1 | Each | Local | ZAR | 1 |  | 0 | 0 | 0
| 1230 | S9300LUK9-1715 | CAT9300/9400/9500/9600 UNIVERSAL | 1 | Each | Local | ZAR | 1 |  | 0 | 0 | 0
| 1231 | C9300L-NW-A-48 | C9300L Network Advantage, 48-port license | 1 | Each | Local | ZAR | 1 |  | 0 | 0 | 0
| 1232 | PWR-C1-BLANK | Config 1 Power Supply Blank | 1 | Each | Local | ZAR | 1 |  | 0 | 0 | 0
| 1233 | C9300L-STACK-BLANK | Catalyst 9300L Blank Stack Module | 2 | Each | Local | ZAR | 1 |  | 0 | 0 | 0
| 1234 | TE-C9K-SW | TE agent for IOSXE on C9K | 1 | Each | Local | ZAR | 1 |  | 0 | 0 | 0
| 1235 | FAN-T2 | Cisco Type 2 Fan Module | 3 | Each | Local | ZAR | 1 |  | 0 | 0 | 0
| 1236 | PWR-C1-1100WAC-P | 1100W AC 80+ platinum Config 1 Power Supply | 1 | Each | Local | ZAR | 1 |  | 0 | 0 | 0
| 1237 | C9300L-SPS-NONE | No Secondary Power Supply Selected | 1 | Each | Local | ZAR | 1 |  | 0 | 0 | 0
| 1238 | CAB-C15-CBN | Cabinet Jumper Power Cord, 250 VAC 13A, C14-C15 Connectors | 1 | Each | Local | ZAR | 1 |  | 0 | 0 | 0
| 1239 | SSD-240G | Cisco pluggable USB3.0 SSD storage | 1 | Each | Local | ZAR | 1 |  | 0 | 0 | 0
| 1240 | C9K-ACC-RBFT | RUBBER FEET FOR TABLE TOP SETUP 9200 and 93xx | 1 | Each | Local | ZAR | 1 |  | 0 | 0 | 0
| 1241 | C9K-ACC-SCR-4 | 12-24 and 10-32 SCREWS FOR RACK INSTALLATION, QTY 4 | 1 | Each | Local | ZAR | 1 |  | 0 | 0 | 0
| 1242 | CAB-GUIDE-1RU | 1RU CABLE MANAGEMENT GUIDES 9200 and 9300 | 1 | Each | Local | ZAR | 1 |  | 0 | 0 | 0
| 1243 | NETWORK-PNP-LIC | Network Plug-n-Play Connect for zero-touch device deployment | 1 | Each | Local | ZAR | 1 |  | 0 | 0 | 0
| 1244 | C9300L-48UXG-2Q-A | Catalyst 9300L 48p, 12mGig, Network Advantage ,2x40G Uplink | 1 | Each | Local | ZAR | 1 |  | 0 | 0 | 0
| 1245 | CON-L1NBD-C9302QA4 | CX LEVEL 1 8X5XNBD Catalyst 9300L 48p, 12mGig, Network Advan | 1 | Each | Local | ZAR | 1 |  | 0 | 0 | 0
| 1246 | C9300L-DNA-A-48 | C9300L Cisco DNA Advantage, 48-port license | 1 | Each | Local | ZAR | 1 |  | 0 | 0 | 0
| 1247 | CON-L1SWT-C93LA48 | CX LEVEL 1 SW SUB C9300L Cisco DNA Adv | 1 | Each | Local | ZAR | 1 |  | 0 | 0 | 0
| 1248 | C9300L-DNA-A-48-5Y | C9300L Cisco DNA Advantage, 48-port, 5 Year Term license | 1 | Each | Local | ZAR | 1 |  | 0 | 0 | 0
| 1249 | TE-EMBEDDED-T | Cisco ThousandEyes Enterprise Agent IBN Embedded | 1 | Each | Local | ZAR | 1 |  | 0 | 0 | 0
| 1250 | TE-EMBEDDED-T-5Y | ThousandEyes - Enterprise Agents | 1 | Each | Local | ZAR | 1 |  | 0 | 0 | 0
| 1251 | D-DNAS-EXT-S-T | Cisco DNA Spaces Extend Term License for Catalyst Switches | 1 | Each | Local | ZAR | 1 |  | 0 | 0 | 0
| 1252 | D-DNAS-EXT-S-5Y | Cisco DNA Spaces Extend for Catalyst Switching - 5Year | 1 | Each | Local | ZAR | 1 |  | 0 | 0 | 0
| 1253 | S9300LUK9-1715 | CAT9300/9400/9500/9600 UNIVERSAL | 1 | Each | Local | ZAR | 1 |  | 0 | 0 | 0
| 1254 | C9300L-NW-A-48 | C9300L Network Advantage, 48-port license | 1 | Each | Local | ZAR | 1 |  | 0 | 0 | 0
| 1255 | PWR-C1-BLANK | Config 1 Power Supply Blank | 1 | Each | Local | ZAR | 1 |  | 0 | 0 | 0
| 1256 | TE-C9K-SW | TE agent for IOSXE on C9K | 1 | Each | Local | ZAR | 1 |  | 0 | 0 | 0
| 1257 | FAN-T2 | Cisco Type 2 Fan Module | 3 | Each | Local | ZAR | 1 |  | 0 | 0 | 0
| 1258 | PWR-C1-1100WAC-P | 1100W AC 80+ platinum Config 1 Power Supply | 1 | Each | Local | ZAR | 1 |  | 0 | 0 | 0
| 1259 | C9300L-SPS-NONE | No Secondary Power Supply Selected | 1 | Each | Local | ZAR | 1 |  | 0 | 0 | 0
| 1260 | CAB-C15-CBN-IN | AC Power Cord, Type C15 Cable, India | 1 | Each | Local | ZAR | 1 |  | 0 | 0 | 0
| 1261 | SSD-240G | Cisco pluggable USB3.0 SSD storage | 1 | Each | Local | ZAR | 1 |  | 0 | 0 | 0
| 1262 | C9K-ACC-RBFT | RUBBER FEET FOR TABLE TOP SETUP 9200 and 93xx | 1 | Each | Local | ZAR | 1 |  | 0 | 0 | 0
| 1263 | C9K-ACC-SCR-4 | 12-24 and 10-32 SCREWS FOR RACK INSTALLATION, QTY 4 | 1 | Each | Local | ZAR | 1 |  | 0 | 0 | 0
| 1264 | CAB-GUIDE-1RU | 1RU CABLE MANAGEMENT GUIDES 9200 and 9300 | 1 | Each | Local | ZAR | 1 |  | 0 | 0 | 0
| 1265 | NETWORK-PNP-LIC | Network Plug-n-Play Connect for zero-touch device deployment | 1 | Each | Local | ZAR | 1 |  | 0 | 0 | 0
| 1266 | C9300L-STACK-KIT2 | Cisco Catalyst 9300L and 9300LM Stacking Kit | 1 | Each | Local | ZAR | 1 |  | 0 | 0 | 0
| 1267 | C9300L-STACK-A | Catalyst 9300L & 9300LM Stack Module | 2 | Each | Local | ZAR | 1 |  | 0 | 0 | 0
| 1268 | STACK-T3A-50CM | C9300L & C9300LM 50CM Type 3A Stacking Cable | 1 | Each | Local | ZAR | 1 |  | 0 | 0 | 0
| 1269 | C9300LM-48UX-4Y-A | Catalyst 9300L Mini 48p 8mGig NW-A, 4x 25G Uplink | 1 | Each | Local | ZAR | 1 |  | 0 | 0 | 0
| 1270 | CON-L1NBD-C9300LM6 | CX LEVEL 1 8X5XNBD Catalyst 9300L Mini 48p 8mGig NW-A, 4x 2 | 1 | Each | Local | ZAR | 1 |  | 0 | 0 | 0
| 1271 | C9300L-DNA-A-48 | C9300L Cisco DNA Advantage, 48-port license | 1 | Each | Local | ZAR | 1 |  | 0 | 0 | 0
| 1272 | CON-L1SWT-C93LA48 | CX LEVEL 1 SW SUB C9300L Cisco DNA Adv | 1 | Each | Local | ZAR | 1 |  | 0 | 0 | 0
| 1273 | C9300L-DNA-A-48-5Y | C9300L Cisco DNA Advantage, 48-port, 5 Year Term license | 1 | Each | Local | ZAR | 1 |  | 0 | 0 | 0
| 1274 | TE-EMBEDDED-T | Cisco ThousandEyes Enterprise Agent IBN Embedded | 1 | Each | Local | ZAR | 1 |  | 0 | 0 | 0
| 1275 | TE-EMBEDDED-T-5Y | ThousandEyes - Enterprise Agents | 1 | Each | Local | ZAR | 1 |  | 0 | 0 | 0
| 1276 | D-DNAS-EXT-S-T | Cisco DNA Spaces Extend Term License for Catalyst Switches | 1 | Each | Local | ZAR | 1 |  | 0 | 0 | 0
| 1277 | D-DNAS-EXT-S-5Y | Cisco DNA Spaces Extend for Catalyst Switching - 5Year | 1 | Each | Local | ZAR | 1 |  | 0 | 0 | 0
| 1278 | S9300LUK9-1715 | CAT9300/9400/9500/9600 UNIVERSAL | 1 | Each | Local | ZAR | 1 |  | 0 | 0 | 0
| 1279 | C9300L-NW-A-48 | C9300L Network Advantage, 48-port license | 1 | Each | Local | ZAR | 1 |  | 0 | 0 | 0
| 1280 | C9300L-STACK-BLANK | Catalyst 9300L Blank Stack Module | 2 | Each | Local | ZAR | 1 |  | 0 | 0 | 0
| 1281 | TE-C9K-SW | TE agent for IOSXE on C9K | 1 | Each | Local | ZAR | 1 |  | 0 | 0 | 0
| 1282 | PWR-C5-BLANK | Config 5 Power Supply Blank | 1 | Each | Local | ZAR | 1 |  | 0 | 0 | 0
| 1283 | PWR-C6-1KWAC | 1KW AC Config 6 Power Supply | 1 | Each | Local | ZAR | 1 |  | 0 | 0 | 0
| 1284 | C9300L-SPS-NONE | No Secondary Power Supply Selected | 1 | Each | Local | ZAR | 1 |  | 0 | 0 | 0
| 1285 | CAB-C15-CBN-IN | AC Power Cord, Type C15 Cable, India | 1 | Each | Local | ZAR | 1 |  | 0 | 0 | 0
| 1286 | C9300L-SSD-NONE | No SSD Card Selected | 1 | Each | Local | ZAR | 1 |  | 0 | 0 | 0
| 1287 | C9K-ACC-RBFT | RUBBER FEET FOR TABLE TOP SETUP 9200 and 93xx | 1 | Each | Local | ZAR | 1 |  | 0 | 0 | 0
| 1288 | C9K-ACC-SCR-4 | 12-24 and 10-32 SCREWS FOR RACK INSTALLATION, QTY 4 | 1 | Each | Local | ZAR | 1 |  | 0 | 0 | 0
| 1289 | CAB-GUIDE-1RU | 1RU CABLE MANAGEMENT GUIDES 9200 and 9300 | 1 | Each | Local | ZAR | 1 |  | 0 | 0 | 0
| 1290 | NETWORK-PNP-LIC | Network Plug-n-Play Connect for zero-touch device deployment | 1 | Each | Local | ZAR | 1 |  | 0 | 0 | 0
| 1291 | C9300LM-48U-4Y-A | Catalyst 9300L Mini 48p UPoE NW-A, 4x 25G Uplink | 1 | Each | Local | ZAR | 1 |  | 0 | 0 | 0
| 1292 | CON-L1NBD-C9300LM0 | CX LEVEL 1 8X5XNBD Catalyst 9300L Mini 48p UPoE NW-A, 4x 25 | 1 | Each | Local | ZAR | 1 |  | 0 | 0 | 0
| 1293 | C9300L-DNA-A-48 | C9300L Cisco DNA Advantage, 48-port license | 1 | Each | Local | ZAR | 1 |  | 0 | 0 | 0
| 1294 | CON-L1SWT-C93LA48 | CX LEVEL 1 SW SUB C9300L Cisco DNA Adv | 1 | Each | Local | ZAR | 1 |  | 0 | 0 | 0
| 1295 | C9300L-DNA-A-48-5Y | C9300L Cisco DNA Advantage, 48-port, 5 Year Term license | 1 | Each | Local | ZAR | 1 |  | 0 | 0 | 0
| 1296 | D-DNAS-EXT-S-T | Cisco DNA Spaces Extend Term License for Catalyst Switches | 1 | Each | Local | ZAR | 1 |  | 0 | 0 | 0
| 1297 | D-DNAS-EXT-S-5Y | Cisco DNA Spaces Extend for Catalyst Switching - 5Year | 1 | Each | Local | ZAR | 1 |  | 0 | 0 | 0
| 1298 | S9300LUK9-1715 | CAT9300/9400/9500/9600 UNIVERSAL | 1 | Each | Local | ZAR | 1 |  | 0 | 0 | 0
| 1299 | C9300L-NW-A-48 | C9300L Network Advantage, 48-port license | 1 | Each | Local | ZAR | 1 |  | 0 | 0 | 0
| 1300 | C9300L-STACK-BLANK | Catalyst 9300L Blank Stack Module | 2 | Each | Local | ZAR | 1 |  | 0 | 0 | 0
| 1301 | PWR-C5-BLANK | Config 5 Power Supply Blank | 1 | Each | Local | ZAR | 1 |  | 0 | 0 | 0
| 1302 | PWR-C6-1KWAC | 1KW AC Config 6 Power Supply | 1 | Each | Local | ZAR | 1 |  | 0 | 0 | 0
| 1303 | C9300L-SPS-NONE | No Secondary Power Supply Selected | 1 | Each | Local | ZAR | 1 |  | 0 | 0 | 0
| 1304 | CAB-C15-CBN-IN | AC Power Cord, Type C15 Cable, India | 1 | Each | Local | ZAR | 1 |  | 0 | 0 | 0
| 1305 | C9300L-SSD-NONE | No SSD Card Selected | 1 | Each | Local | ZAR | 1 |  | 0 | 0 | 0
| 1306 | C9K-ACC-RBFT | RUBBER FEET FOR TABLE TOP SETUP 9200 and 93xx | 1 | Each | Local | ZAR | 1 |  | 0 | 0 | 0
| 1307 | C9K-ACC-SCR-4 | 12-24 and 10-32 SCREWS FOR RACK INSTALLATION, QTY 4 | 1 | Each | Local | ZAR | 1 |  | 0 | 0 | 0
| 1308 | CAB-GUIDE-1RU | 1RU CABLE MANAGEMENT GUIDES 9200 and 9300 | 1 | Each | Local | ZAR | 1 |  | 0 | 0 | 0
| 1309 | NETWORK-PNP-LIC | Network Plug-n-Play Connect for zero-touch device deployment | 1 | Each | Local | ZAR | 1 |  | 0 | 0 | 0
| 1310 | C9300LM-24U-4Y-A | Catalyst 9300L Mini 24p UPoE NW-A, 4x 25G Uplink | 1 | Each | Local | ZAR | 1 |  | 0 | 0 | 0
| 1311 | CON-L1NBD-C9300LM2 | CX LEVEL 1 8X5XNBD Catalyst 9300L Mini 24p UPoE NW-A, 4x 25 | 1 | Each | Local | ZAR | 1 |  | 0 | 0 | 0
| 1312 | C9300L-DNA-A-24 | C9300L Cisco DNA Advantage, 24-port Term Licenses | 1 | Each | Local | ZAR | 1 |  | 0 | 0 | 0
| 1313 | CON-L1SWT-C93LA24 | CX LEVEL 1 SW SUB C9300L Cisco DNA Adv | 1 | Each | Local | ZAR | 1 |  | 0 | 0 | 0
| 1314 | C9300L-DNA-A-24-5Y | C9300L Cisco DNA Advantage, 24-port, 5 Year Term license | 1 | Each | Local | ZAR | 1 |  | 0 | 0 | 0
| 1315 | TE-EMBEDDED-T | Cisco ThousandEyes Enterprise Agent IBN Embedded | 1 | Each | Local | ZAR | 1 |  | 0 | 0 | 0
| 1316 | TE-EMBEDDED-T-5Y | ThousandEyes - Enterprise Agents | 1 | Each | Local | ZAR | 1 |  | 0 | 0 | 0
| 1317 | D-DNAS-EXT-S-T | Cisco DNA Spaces Extend Term License for Catalyst Switches | 1 | Each | Local | ZAR | 1 |  | 0 | 0 | 0
| 1318 | D-DNAS-EXT-S-5Y | Cisco DNA Spaces Extend for Catalyst Switching - 5Year | 1 | Each | Local | ZAR | 1 |  | 0 | 0 | 0
| 1319 | S9300LUK9-1715 | CAT9300/9400/9500/9600 UNIVERSAL | 1 | Each | Local | ZAR | 1 |  | 0 | 0 | 0
| 1320 | C9300L-NW-A-24 | C9300L Network Advantage, 24-port license | 1 | Each | Local | ZAR | 1 |  | 0 | 0 | 0
| 1321 | C9300L-STACK-BLANK | Catalyst 9300L Blank Stack Module | 2 | Each | Local | ZAR | 1 |  | 0 | 0 | 0
| 1322 | TE-C9K-SW | TE agent for IOSXE on C9K | 1 | Each | Local | ZAR | 1 |  | 0 | 0 | 0
| 1323 | PWR-C5-BLANK | Config 5 Power Supply Blank | 1 | Each | Local | ZAR | 1 |  | 0 | 0 | 0
| 1324 | PWR-C6-600WAC | 600W AC Config 6 Power Supply | 1 | Each | Local | ZAR | 1 |  | 0 | 0 | 0
| 1325 | C9300L-SPS-NONE | No Secondary Power Supply Selected | 1 | Each | Local | ZAR | 1 |  | 0 | 0 | 0
| 1326 | CAB-C15-CBN | Cabinet Jumper Power Cord, 250 VAC 13A, C14-C15 Connectors | 1 | Each | Local | ZAR | 1 |  | 0 | 0 | 0
| 1327 | C9300L-SSD-NONE | No SSD Card Selected | 1 | Each | Local | ZAR | 1 |  | 0 | 0 | 0
| 1328 | C9K-ACC-RBFT | RUBBER FEET FOR TABLE TOP SETUP 9200 and 93xx | 1 | Each | Local | ZAR | 1 |  | 0 | 0 | 0
| 1329 | C9K-ACC-SCR-4 | 12-24 and 10-32 SCREWS FOR RACK INSTALLATION, QTY 4 | 1 | Each | Local | ZAR | 1 |  | 0 | 0 | 0
| 1330 | CAB-GUIDE-1RU | 1RU CABLE MANAGEMENT GUIDES 9200 and 9300 | 1 | Each | Local | ZAR | 1 |  | 0 | 0 | 0
| 1331 | NETWORK-PNP-LIC | Network Plug-n-Play Connect for zero-touch device deployment | 1 | Each | Local | ZAR | 1 |  | 0 | 0 | 0
| 1332 | C9200-24T-A | Catalyst 9200 24-port data only, Network Advantage | 1 | Each | Local | ZAR | 1 |  | 0 | 0 | 0
| 1333 | CON-L1NBD-C920024A | CX LEVEL 1 8X5XNBD Catalyst 9200 24-port data only, Network | 1 | Each | Local | ZAR | 1 |  | 0 | 0 | 0
| 1334 | C9200-DNA-A-24 | C9200 Cisco DNA Advantage, 24-port Term Licenses | 1 | Each | Local | ZAR | 1 |  | 0 | 0 | 0
| 1335 | CON-L1SWT-C92A24 | CX LEVEL 1 SW SUB C9200 Cisco DNA Adva | 1 | Each | Local | ZAR | 1 |  | 0 | 0 | 0
| 1336 | C9200-DNA-A-24-5Y | C9200 Cisco DNA Advantage, 24-Port, 5 Year Term License | 1 | Each | Local | ZAR | 1 |  | 0 | 0 | 0
| 1337 | C9200-NW-A-24 | C9200 Network Advantage, 24-port license | 1 | Each | Local | ZAR | 1 |  | 0 | 0 | 0
| 1338 | CAB-C15-CBN | Cabinet Jumper Power Cord, 250 VAC 13A, C14-C15 Connectors | 2 | Each | Local | ZAR | 1 |  | 0 | 0 | 0
| 1339 | C9200-NM-4X | Catalyst 9200 4 x 10G Network Module | 1 | Each | Local | ZAR | 1 |  | 0 | 0 | 0
| 1340 | PWR-C6-125WAC/2 | 125W AC Config 6 Power Supply - Secondary Power Supply | 1 | Each | Local | ZAR | 1 |  | 0 | 0 | 0
| 1341 | C9K-ACC-RBFT | RUBBER FEET FOR TABLE TOP SETUP 9200 and 93xx | 1 | Each | Local | ZAR | 1 |  | 0 | 0 | 0
| 1342 | C9K-ACC-SCR-4 | 12-24 and 10-32 SCREWS FOR RACK INSTALLATION, QTY 4 | 1 | Each | Local | ZAR | 1 |  | 0 | 0 | 0
| 1343 | CAB-GUIDE-1RU | 1RU CABLE MANAGEMENT GUIDES 9200 and 9300 | 1 | Each | Local | ZAR | 1 |  | 0 | 0 | 0
| 1344 | NETWORK-PNP-LIC | Network Plug-n-Play Connect for zero-touch device deployment | 1 | Each | Local | ZAR | 1 |  | 0 | 0 | 0
| 1345 | C9200-24P-A | Catalyst 9200 24-port PoE+, Network Advantage | 1 | Each | Local | ZAR | 1 |  | 0 | 0 | 0
| 1346 | CON-L1NBD-C92024PA | CX LEVEL 1 8X5XNBD Catalyst 9200 24-port PoE+, Network Advan | 1 | Each | Local | ZAR | 1 |  | 0 | 0 | 0
| 1347 | C9200-NW-A-24 | C9200 Network Advantage, 24-port license | 1 | Each | Local | ZAR | 1 |  | 0 | 0 | 0
| 1348 | C9200-DNA-A-24 | C9200 Cisco DNA Advantage, 24-port Term Licenses | 1 | Each | Local | ZAR | 1 |  | 0 | 0 | 0
| 1349 | CON-L1SWT-C92A24 | CX LEVEL 1 SW SUB C9200 Cisco DNA Adva | 1 | Each | Local | ZAR | 1 |  | 0 | 0 | 0
| 1350 | C9200-DNA-A-24-5Y | C9200 Cisco DNA Advantage, 24-Port, 5 Year Term License | 1 | Each | Local | ZAR | 1 |  | 0 | 0 | 0
| 1351 | CAB-C15-CBN | Cabinet Jumper Power Cord, 250 VAC 13A, C14-C15 Connectors | 2 | Each | Local | ZAR | 1 |  | 0 | 0 | 0
| 1352 | C9200-NM-4G | Catalyst 9200 4 x 1G Network Module | 1 | Each | Local | ZAR | 1 |  | 0 | 0 | 0
| 1353 | PWR-C6-600WAC/2 | 600W AC Config 6 Power Supply - Secondary Power Supply | 1 | Each | Local | ZAR | 1 |  | 0 | 0 | 0
| 1354 | C9K-ACC-RBFT | RUBBER FEET FOR TABLE TOP SETUP 9200 and 93xx | 1 | Each | Local | ZAR | 1 |  | 0 | 0 | 0
| 1355 | C9K-ACC-SCR-4 | 12-24 and 10-32 SCREWS FOR RACK INSTALLATION, QTY 4 | 1 | Each | Local | ZAR | 1 |  | 0 | 0 | 0
| 1356 | CAB-GUIDE-1RU | 1RU CABLE MANAGEMENT GUIDES 9200 and 9300 | 1 | Each | Local | ZAR | 1 |  | 0 | 0 | 0
| 1357 | NETWORK-PNP-LIC | Network Plug-n-Play Connect for zero-touch device deployment | 1 | Each | Local | ZAR | 1 |  | 0 | 0 | 0
| 1358 | C9200-STACK-KIT | Cisco Catalyst 9200 Stack Module | 1 | Each | Local | ZAR | 1 |  | 0 | 0 | 0
| 1359 | STACK-T4-50CM | 50CM Type 4 Stacking Cable | 1 | Each | Local | ZAR | 1 |  | 0 | 0 | 0
| 1360 | C9200-STACK | Catalyst 9200 Stack Module | 2 | Each | Local | ZAR | 1 |  | 0 | 0 | 0
| 1361 | C9200-24PB-A | Catalyst 9200 24-port PoE+, enhanced VRF, Network Advantage | 1 | Each | Local | ZAR | 1 |  | 0 | 0 | 0
| 1362 | CON-L1NBD-C9202AA4 | CX LEVEL 1 8X5XNBD Catalyst 9200 24-port PoE+, enhanced VRF, | 1 | Each | Local | ZAR | 1 |  | 0 | 0 | 0
| 1363 | C9200-DNA-A-24 | C9200 Cisco DNA Advantage, 24-port Term Licenses | 1 | Each | Local | ZAR | 1 |  | 0 | 0 | 0
| 1364 | CON-L1SWT-C92A24 | CX LEVEL 1 SW SUB C9200 Cisco DNA Adva | 1 | Each | Local | ZAR | 1 |  | 0 | 0 | 0
| 1365 | C9200-DNA-A-24-5Y | C9200 Cisco DNA Advantage, 24-Port, 5 Year Term License | 1 | Each | Local | ZAR | 1 |  | 0 | 0 | 0
| 1366 | C9200-NW-A-24 | C9200 Network Advantage, 24-port license | 1 | Each | Local | ZAR | 1 |  | 0 | 0 | 0
| 1367 | PWR-C6-600WAC/2 | 600W AC Config 6 Power Supply - Secondary Power Supply | 1 | Each | Local | ZAR | 1 |  | 0 | 0 | 0
| 1368 | CAB-TA-IN | India AC Type A Power Cable | 2 | Each | Local | ZAR | 1 |  | 0 | 0 | 0
| 1369 | C9200-NM-4X | Catalyst 9200 4 x 10G Network Module | 1 | Each | Local | ZAR | 1 |  | 0 | 0 | 0
| 1370 | C9K-ACC-RBFT | RUBBER FEET FOR TABLE TOP SETUP 9200 and 93xx | 1 | Each | Local | ZAR | 1 |  | 0 | 0 | 0
| 1371 | C9K-ACC-SCR-4 | 12-24 and 10-32 SCREWS FOR RACK INSTALLATION, QTY 4 | 1 | Each | Local | ZAR | 1 |  | 0 | 0 | 0
| 1372 | CAB-GUIDE-1RU | 1RU CABLE MANAGEMENT GUIDES 9200 and 9300 | 1 | Each | Local | ZAR | 1 |  | 0 | 0 | 0
| 1373 | NETWORK-PNP-LIC | Network Plug-n-Play Connect for zero-touch device deployment | 1 | Each | Local | ZAR | 1 |  | 0 | 0 | 0
| 1374 | C9200-24PXG-A | Catalyst 9200 24-port 8xmGig PoE+, Network Advantage | 1 | Each | Local | ZAR | 1 |  | 0 | 0 | 0
| 1375 | CON-L1NBD-C92002GA | CX LEVEL 1 8X5XNBD Catalyst 9200 24-port 8xmGig PoE+, Netwo | 1 | Each | Local | ZAR | 1 |  | 0 | 0 | 0
| 1376 | C9200-DNA-A-24 | C9200 Cisco DNA Advantage, 24-port Term Licenses | 1 | Each | Local | ZAR | 1 |  | 0 | 0 | 0
| 1377 | CON-L1SWT-C92A24 | CX LEVEL 1 SW SUB C9200 Cisco DNA Adva | 1 | Each | Local | ZAR | 1 |  | 0 | 0 | 0
| 1378 | C9200-DNA-A-24-5Y | C9200 Cisco DNA Advantage, 24-Port, 5 Year Term License | 1 | Each | Local | ZAR | 1 |  | 0 | 0 | 0
| 1379 | C9200-NW-A-24 | C9200 Network Advantage, 24-port license | 1 | Each | Local | ZAR | 1 |  | 0 | 0 | 0
| 1380 | CAB-C15-CBN | Cabinet Jumper Power Cord, 250 VAC 13A, C14-C15 Connectors | 2 | Each | Local | ZAR | 1 |  | 0 | 0 | 0
| 1381 | C9200-NM-2Y | Catalyst 9200 2 x 25G Network Module | 1 | Each | Local | ZAR | 1 |  | 0 | 0 | 0
| 1382 | PWR-C6-600WAC/2 | 600W AC Config 6 Power Supply - Secondary Power Supply | 1 | Each | Local | ZAR | 1 |  | 0 | 0 | 0
| 1383 | C9K-ACC-RBFT | RUBBER FEET FOR TABLE TOP SETUP 9200 and 93xx | 1 | Each | Local | ZAR | 1 |  | 0 | 0 | 0
| 1384 | C9K-ACC-SCR-4 | 12-24 and 10-32 SCREWS FOR RACK INSTALLATION, QTY 4 | 1 | Each | Local | ZAR | 1 |  | 0 | 0 | 0
| 1385 | CAB-GUIDE-1RU | 1RU CABLE MANAGEMENT GUIDES 9200 and 9300 | 1 | Each | Local | ZAR | 1 |  | 0 | 0 | 0
| 1386 | NETWORK-PNP-LIC | Network Plug-n-Play Connect for zero-touch device deployment | 1 | Each | Local | ZAR | 1 |  | 0 | 0 | 0
| 1387 | C9200-48T-A | Catalyst 9200 48-port data only, Network Advantage | 1 | Each | Local | ZAR | 1 |  | 0 | 0 | 0
| 1388 | CON-L1NBD-C920048T | CX LEVEL 1 8X5XNBD Catalyst 9200 48-port data only, Network | 1 | Each | Local | ZAR | 1 |  | 0 | 0 | 0
| 1389 | C9200-DNA-A-48 | C9200 Cisco DNA Advantage, 48-Port Term Licenses | 1 | Each | Local | ZAR | 1 |  | 0 | 0 | 0
| 1390 | CON-L1SWT-C92A48 | CX LEVEL 1 SW SUB C9200 Cisco DNA Adva | 1 | Each | Local | ZAR | 1 |  | 0 | 0 | 0
| 1391 | C9200-DNA-A-48-5Y | C9200 Cisco DNA Advantage, 48-Port, 5 Year Term License | 1 | Each | Local | ZAR | 1 |  | 0 | 0 | 0
| 1392 | C9200-NW-A-48 | C9200 Network Advantage, 48-port license | 1 | Each | Local | ZAR | 1 |  | 0 | 0 | 0
| 1393 | CAB-C15-CBN-IN | AC Power Cord, Type C15 Cable, India | 2 | Each | Local | ZAR | 1 |  | 0 | 0 | 0
| 1394 | C9200-NM-4X | Catalyst 9200 4 x 10G Network Module | 1 | Each | Local | ZAR | 1 |  | 0 | 0 | 0
| 1395 | PWR-C6-125WAC/2 | 125W AC Config 6 Power Supply - Secondary Power Supply | 1 | Each | Local | ZAR | 1 |  | 0 | 0 | 0
| 1396 | C9K-ACC-RBFT | RUBBER FEET FOR TABLE TOP SETUP 9200 and 93xx | 1 | Each | Local | ZAR | 1 |  | 0 | 0 | 0
| 1397 | C9K-ACC-SCR-4 | 12-24 and 10-32 SCREWS FOR RACK INSTALLATION, QTY 4 | 1 | Each | Local | ZAR | 1 |  | 0 | 0 | 0
| 1398 | CAB-GUIDE-1RU | 1RU CABLE MANAGEMENT GUIDES 9200 and 9300 | 1 | Each | Local | ZAR | 1 |  | 0 | 0 | 0
| 1399 | NETWORK-PNP-LIC | Network Plug-n-Play Connect for zero-touch device deployment | 1 | Each | Local | ZAR | 1 |  | 0 | 0 | 0
| 1400 | C9200-STACK-KIT | Cisco Catalyst 9200 Stack Module | 1 | Each | Local | ZAR | 1 |  | 0 | 0 | 0
| 1401 | STACK-T4-50CM | 50CM Type 4 Stacking Cable | 1 | Each | Local | ZAR | 1 |  | 0 | 0 | 0
| 1402 | C9200-STACK | Catalyst 9200 Stack Module | 2 | Each | Local | ZAR | 1 |  | 0 | 0 | 0
| 1403 | C9200-48P-A | Catalyst 9200 48-port PoE+, Network Advantage | 1 | Each | Local | ZAR | 1 |  | 0 | 0 | 0
| 1404 | CON-L1NBD-C920048P | CX LEVEL 1 8X5XNBD Catalyst 9200 48-port PoE+, Network Advan | 1 | Each | Local | ZAR | 1 |  | 0 | 0 | 0
| 1405 | C9200-DNA-A-48 | C9200 Cisco DNA Advantage, 48-Port Term Licenses | 1 | Each | Local | ZAR | 1 |  | 0 | 0 | 0
| 1406 | CON-L1SWT-C92A48 | CX LEVEL 1 SW SUB C9200 Cisco DNA Adva | 1 | Each | Local | ZAR | 1 |  | 0 | 0 | 0
| 1407 | C9200-DNA-A-48-3Y | C9200 Cisco DNA Advantage, 48-Port, 3 Year Term License | 1 | Each | Local | ZAR | 1 |  | 0 | 0 | 0
| 1408 | C9200-NW-A-48 | C9200 Network Advantage, 48-port license | 1 | Each | Local | ZAR | 1 |  | 0 | 0 | 0
| 1409 | CAB-C15-CBN | Cabinet Jumper Power Cord, 250 VAC 13A, C14-C15 Connectors | 2 | Each | Local | ZAR | 1 |  | 0 | 0 | 0
| 1410 | C9200-NM-4X | Catalyst 9200 4 x 10G Network Module | 1 | Each | Local | ZAR | 1 |  | 0 | 0 | 0
| 1411 | PWR-C6-1KWAC/2 | 1KW AC Config 6 Power Supply - Secondary Power Supply | 1 | Each | Local | ZAR | 1 |  | 0 | 0 | 0
| 1412 | C9K-ACC-RBFT | RUBBER FEET FOR TABLE TOP SETUP 9200 and 93xx | 1 | Each | Local | ZAR | 1 |  | 0 | 0 | 0
| 1413 | C9K-ACC-SCR-4 | 12-24 and 10-32 SCREWS FOR RACK INSTALLATION, QTY 4 | 1 | Each | Local | ZAR | 1 |  | 0 | 0 | 0
| 1414 | CAB-GUIDE-1RU | 1RU CABLE MANAGEMENT GUIDES 9200 and 9300 | 1 | Each | Local | ZAR | 1 |  | 0 | 0 | 0
| 1415 | NETWORK-PNP-LIC | Network Plug-n-Play Connect for zero-touch device deployment | 1 | Each | Local | ZAR | 1 |  | 0 | 0 | 0
| 1416 | C9200-48PL-A | Catalyst 9200 48-port Partial PoE+, Network Advantage | 1 | Each | Local | ZAR | 1 |  | 0 | 0 | 0
| 1417 | CON-L1NBD-C920048A | CX LEVEL 1 8X5XNBD Catalyst 9200 48-port Partial PoE+, Netw | 1 | Each | Local | ZAR | 1 |  | 0 | 0 | 0
| 1418 | C9200-DNA-A-48 | C9200 Cisco DNA Advantage, 48-Port Term Licenses | 1 | Each | Local | ZAR | 1 |  | 0 | 0 | 0
| 1419 | CON-L1SWT-C92A48 | CX LEVEL 1 SW SUB C9200 Cisco DNA Adva | 1 | Each | Local | ZAR | 1 |  | 0 | 0 | 0
| 1420 | C9200-DNA-A-48-5Y | C9200 Cisco DNA Advantage, 48-Port, 5 Year Term License | 1 | Each | Local | ZAR | 1 |  | 0 | 0 | 0
| 1421 | C9200-NW-A-48 | C9200 Network Advantage, 48-port license | 1 | Each | Local | ZAR | 1 |  | 0 | 0 | 0
| 1422 | CAB-C15-CBN | Cabinet Jumper Power Cord, 250 VAC 13A, C14-C15 Connectors | 2 | Each | Local | ZAR | 1 |  | 0 | 0 | 0
| 1423 | C9200-NM-4X | Catalyst 9200 4 x 10G Network Module | 1 | Each | Local | ZAR | 1 |  | 0 | 0 | 0
| 1424 | PWR-C6-600WAC/2 | 600W AC Config 6 Power Supply - Secondary Power Supply | 1 | Each | Local | ZAR | 1 |  | 0 | 0 | 0
| 1425 | C9K-ACC-RBFT | RUBBER FEET FOR TABLE TOP SETUP 9200 and 93xx | 1 | Each | Local | ZAR | 1 |  | 0 | 0 | 0
| 1426 | C9K-ACC-SCR-4 | 12-24 and 10-32 SCREWS FOR RACK INSTALLATION, QTY 4 | 1 | Each | Local | ZAR | 1 |  | 0 | 0 | 0
| 1427 | CAB-GUIDE-1RU | 1RU CABLE MANAGEMENT GUIDES 9200 and 9300 | 1 | Each | Local | ZAR | 1 |  | 0 | 0 | 0
| 1428 | NETWORK-PNP-LIC | Network Plug-n-Play Connect for zero-touch device deployment | 1 | Each | Local | ZAR | 1 |  | 0 | 0 | 0
| 1429 | C9200-48PB-A | Catalyst 9200 48-port PoE+, Enhanced VRF. Network Advantage | 1 | Each | Local | ZAR | 1 |  | 0 | 0 | 0
| 1430 | CON-L1NBD-C920AP48 | CX LEVEL 1 8X5XNBD Catalyst 9200 48-port PoE+, Enhanced VRF. | 1 | Each | Local | ZAR | 1 |  | 0 | 0 | 0
| 1431 | C9200-DNA-A-48 | C9200 Cisco DNA Advantage, 48-Port Term Licenses | 1 | Each | Local | ZAR | 1 |  | 0 | 0 | 0
| 1432 | CON-L1SWT-C92A48 | CX LEVEL 1 SW SUB C9200 Cisco DNA Adva | 1 | Each | Local | ZAR | 1 |  | 0 | 0 | 0
| 1433 | C9200-DNA-A-48-5Y | C9200 Cisco DNA Advantage, 48-Port, 5 Year Term License | 1 | Each | Local | ZAR | 1 |  | 0 | 0 | 0
| 1434 | C9200-NW-A-48 | C9200 Network Advantage, 48-port license | 1 | Each | Local | ZAR | 1 |  | 0 | 0 | 0
| 1435 | PWR-C6-1KWAC/2 | 1KW AC Config 6 Power Supply - Secondary Power Supply | 1 | Each | Local | ZAR | 1 |  | 0 | 0 | 0
| 1436 | CAB-C15-CBN-IN | AC Power Cord, Type C15 Cable, India | 2 | Each | Local | ZAR | 1 |  | 0 | 0 | 0
| 1437 | C9200-NM-4G | Catalyst 9200 4 x 1G Network Module | 1 | Each | Local | ZAR | 1 |  | 0 | 0 | 0
| 1438 | C9K-ACC-RBFT | RUBBER FEET FOR TABLE TOP SETUP 9200 and 93xx | 1 | Each | Local | ZAR | 1 |  | 0 | 0 | 0
| 1439 | C9K-ACC-SCR-4 | 12-24 and 10-32 SCREWS FOR RACK INSTALLATION, QTY 4 | 1 | Each | Local | ZAR | 1 |  | 0 | 0 | 0
| 1440 | CAB-GUIDE-1RU | 1RU CABLE MANAGEMENT GUIDES 9200 and 9300 | 1 | Each | Local | ZAR | 1 |  | 0 | 0 | 0
| 1441 | NETWORK-PNP-LIC | Network Plug-n-Play Connect for zero-touch device deployment | 1 | Each | Local | ZAR | 1 |  | 0 | 0 | 0
| 1442 | C9200-STACK-KIT | Cisco Catalyst 9200 Stack Module | 1 | Each | Local | ZAR | 1 |  | 0 | 0 | 0
| 1443 | STACK-T4-50CM | 50CM Type 4 Stacking Cable | 1 | Each | Local | ZAR | 1 |  | 0 | 0 | 0
| 1444 | C9200-STACK | Catalyst 9200 Stack Module | 2 | Each | Local | ZAR | 1 |  | 0 | 0 | 0
| 1445 | C9200-48PXG-A | Catalyst 9200 48-port 8xmGig PoE+, Network Advantage | 1 | Each | Local | ZAR | 1 |  | 0 | 0 | 0
| 1446 | CON-L1NBD-C92004XA | CX LEVEL 1 8X5XNBD Catalyst 9200 48-port 8xmGig PoE+, Netwo | 1 | Each | Local | ZAR | 1 |  | 0 | 0 | 0
| 1447 | C9200-DNA-A-48 | C9200 Cisco DNA Advantage, 48-Port Term Licenses | 1 | Each | Local | ZAR | 1 |  | 0 | 0 | 0
| 1448 | CON-L1SWT-C92A48 | CX LEVEL 1 SW SUB C9200 Cisco DNA Adva | 1 | Each | Local | ZAR | 1 |  | 0 | 0 | 0
| 1449 | C9200-DNA-A-48-5Y | C9200 Cisco DNA Advantage, 48-Port, 5 Year Term License | 1 | Each | Local | ZAR | 1 |  | 0 | 0 | 0
| 1450 | C9200-NW-A-48 | C9200 Network Advantage, 48-port license | 1 | Each | Local | ZAR | 1 |  | 0 | 0 | 0
| 1451 | CAB-C15-CBN | Cabinet Jumper Power Cord, 250 VAC 13A, C14-C15 Connectors | 2 | Each | Local | ZAR | 1 |  | 0 | 0 | 0
| 1452 | C9200-NM-2Y | Catalyst 9200 2 x 25G Network Module | 1 | Each | Local | ZAR | 1 |  | 0 | 0 | 0
| 1453 | PWR-C6-1KWAC/2 | 1KW AC Config 6 Power Supply - Secondary Power Supply | 1 | Each | Local | ZAR | 1 |  | 0 | 0 | 0
| 1454 | C9K-ACC-RBFT | RUBBER FEET FOR TABLE TOP SETUP 9200 and 93xx | 1 | Each | Local | ZAR | 1 |  | 0 | 0 | 0
| 1455 | C9K-ACC-SCR-4 | 12-24 and 10-32 SCREWS FOR RACK INSTALLATION, QTY 4 | 1 | Each | Local | ZAR | 1 |  | 0 | 0 | 0
| 1456 | CAB-GUIDE-1RU | 1RU CABLE MANAGEMENT GUIDES 9200 and 9300 | 1 | Each | Local | ZAR | 1 |  | 0 | 0 | 0
| 1457 | NETWORK-PNP-LIC | Network Plug-n-Play Connect for zero-touch device deployment | 1 | Each | Local | ZAR | 1 |  | 0 | 0 | 0
| 1458 | C9200-STACK-KIT | Cisco Catalyst 9200 Stack Module | 1 | Each | Local | ZAR | 1 |  | 0 | 0 | 0
| 1459 | STACK-T4-50CM | 50CM Type 4 Stacking Cable | 1 | Each | Local | ZAR | 1 |  | 0 | 0 | 0
| 1460 | C9200-STACK | Catalyst 9200 Stack Module | 2 | Each | Local | ZAR | 1 |  | 0 | 0 | 0
| 1461 | C9200L-24T-4G-A | Catalyst 9200L 24-port data only, 4 x 1G, Network Advantage | 1 | Each | Local | ZAR | 1 |  | 0 | 0 | 0
| 1462 | CON-L1NBD-C920L24A | CX LEVEL 1 8X5XNBD Catalyst 9200L 24-port data only, 4 x 1G, | 1 | Each | Local | ZAR | 1 |  | 0 | 0 | 0
| 1463 | C9200L-DNA-A-24 | C9200L Cisco DNA Advantage, 24-port Term license | 1 | Each | Local | ZAR | 1 |  | 0 | 0 | 0
| 1464 | CON-L1SWT-C92LA24 | CX LEVEL 1 SW SUB C9200L Cisco DNA Adv | 1 | Each | Local | ZAR | 1 |  | 0 | 0 | 0
| 1465 | C9200L-DNA-A-24-5Y | C9200L Cisco DNA Advantage, 24-port, 5 Year Term license | 1 | Each | Local | ZAR | 1 |  | 0 | 0 | 0
| 1466 | C9200L-NW-A-24 | C9200L Network Advantage, 24-port license | 1 | Each | Local | ZAR | 1 |  | 0 | 0 | 0
| 1467 | PWR-C5-125WAC/2 | 125W AC Config 5 Power Supply - Secondary Power Supply | 1 | Each | Local | ZAR | 1 |  | 0 | 0 | 0
| 1468 | CAB-C15-CBN | Cabinet Jumper Power Cord, 250 VAC 13A, C14-C15 Connectors | 2 | Each | Local | ZAR | 1 |  | 0 | 0 | 0
| 1469 | C9K-ACC-RBFT | RUBBER FEET FOR TABLE TOP SETUP 9200 and 93xx | 1 | Each | Local | ZAR | 1 |  | 0 | 0 | 0
| 1470 | C9K-ACC-SCR-4 | 12-24 and 10-32 SCREWS FOR RACK INSTALLATION, QTY 4 | 1 | Each | Local | ZAR | 1 |  | 0 | 0 | 0
| 1471 | CAB-GUIDE-1RU | 1RU CABLE MANAGEMENT GUIDES 9200 and 9300 | 1 | Each | Local | ZAR | 1 |  | 0 | 0 | 0
| 1472 | NETWORK-PNP-LIC | Network Plug-n-Play Connect for zero-touch device deployment | 1 | Each | Local | ZAR | 1 |  | 0 | 0 | 0
| 1473 | C9200L-STACK-KIT | Cisco Catalyst 9200L Stack Module | 1 | Each | Local | ZAR | 1 |  | 0 | 0 | 0
| 1474 | C9200-STACK | Catalyst 9200 Stack Module | 2 | Each | Local | ZAR | 1 |  | 0 | 0 | 0
| 1475 | STACK-T4-50CM | 50CM Type 4 Stacking Cable | 1 | Each | Local | ZAR | 1 |  | 0 | 0 | 0
| 1476 | C9200L-24P-4G-A | Catalyst 9200L 24-port PoE+, 4 x 1G, Network Advantage | 1 | Each | Local | ZAR | 1 |  | 0 | 0 | 0
| 1477 | CON-L1NBD-C920L2GA | CX LEVEL 1 8X5XNBD Catalyst 9200L 24-port PoE+, 4 x 1G, Netw | 1 | Each | Local | ZAR | 1 |  | 0 | 0 | 0
| 1478 | C9200L-DNA-A-24 | C9200L Cisco DNA Advantage, 24-port Term license | 1 | Each | Local | ZAR | 1 |  | 0 | 0 | 0
| 1479 | CON-L1SWT-C92LA24 | CX LEVEL 1 SW SUB C9200L Cisco DNA Adv | 1 | Each | Local | ZAR | 1 |  | 0 | 0 | 0
| 1480 | C9200L-DNA-A-24-5Y | C9200L Cisco DNA Advantage, 24-port, 5 Year Term license | 1 | Each | Local | ZAR | 1 |  | 0 | 0 | 0
| 1481 | C9200L-NW-A-24 | C9200L Network Advantage, 24-port license | 1 | Each | Local | ZAR | 1 |  | 0 | 0 | 0
| 1482 | PWR-C5-600WAC/2 | 600W AC Config 5 Power Supply - Secondary Power Supply | 1 | Each | Local | ZAR | 1 |  | 0 | 0 | 0
| 1483 | CAB-TA-IN | India AC Type A Power Cable | 2 | Each | Local | ZAR | 1 |  | 0 | 0 | 0
| 1484 | C9200-STACK-BLANK | Catalyst 9200 Blank Stack Module | 2 | Each | Local | ZAR | 1 |  | 0 | 0 | 0
| 1485 | C9K-ACC-RBFT | RUBBER FEET FOR TABLE TOP SETUP 9200 and 93xx | 1 | Each | Local | ZAR | 1 |  | 0 | 0 | 0
| 1486 | C9K-ACC-SCR-4 | 12-24 and 10-32 SCREWS FOR RACK INSTALLATION, QTY 4 | 1 | Each | Local | ZAR | 1 |  | 0 | 0 | 0
| 1487 | CAB-GUIDE-1RU | 1RU CABLE MANAGEMENT GUIDES 9200 and 9300 | 1 | Each | Local | ZAR | 1 |  | 0 | 0 | 0
| 1488 | NETWORK-PNP-LIC | Network Plug-n-Play Connect for zero-touch device deployment | 1 | Each | Local | ZAR | 1 |  | 0 | 0 | 0
| 1489 | C9200L-48T-4G-A | Catalyst 9200L 48-port data only, 4 x 1G, Network Advantage | 1 | Each | Local | ZAR | 1 |  | 0 | 0 | 0
| 1490 | CON-L1NBD-C920048G | CX LEVEL 1 8X5XNBD Catalyst 9200L 48-port data only, 4 x 1G, | 1 | Each | Local | ZAR | 1 |  | 0 | 0 | 0
| 1491 | C9200L-DNA-A-48 | C9200L Cisco DNA Advantage, 48-port Term license | 1 | Each | Local | ZAR | 1 |  | 0 | 0 | 0
| 1492 | CON-L1SWT-C92LA48 | CX LEVEL 1 SW SUB C9200L Cisco DNA Adv | 1 | Each | Local | ZAR | 1 |  | 0 | 0 | 0
| 1493 | C9200L-DNA-A-48-5Y | C9200L Cisco DNA Advantage, 48-port, 5 Year Term license | 1 | Each | Local | ZAR | 1 |  | 0 | 0 | 0
| 1494 | C9200L-NW-A-48 | C9200L Network Advantage, 48-port license | 1 | Each | Local | ZAR | 1 |  | 0 | 0 | 0
| 1495 | PWR-C5-125WAC/2 | 125W AC Config 5 Power Supply - Secondary Power Supply | 1 | Each | Local | ZAR | 1 |  | 0 | 0 | 0
| 1496 | CAB-C15-CBN | Cabinet Jumper Power Cord, 250 VAC 13A, C14-C15 Connectors | 2 | Each | Local | ZAR | 1 |  | 0 | 0 | 0
| 1497 | C9200-STACK-BLANK | Catalyst 9200 Blank Stack Module | 2 | Each | Local | ZAR | 1 |  | 0 | 0 | 0
| 1498 | C9K-ACC-RBFT | RUBBER FEET FOR TABLE TOP SETUP 9200 and 93xx | 1 | Each | Local | ZAR | 1 |  | 0 | 0 | 0
| 1499 | C9K-ACC-SCR-4 | 12-24 and 10-32 SCREWS FOR RACK INSTALLATION, QTY 4 | 1 | Each | Local | ZAR | 1 |  | 0 | 0 | 0
| 1500 | CAB-GUIDE-1RU | 1RU CABLE MANAGEMENT GUIDES 9200 and 9300 | 1 | Each | Local | ZAR | 1 |  | 0 | 0 | 0
| 1501 | NETWORK-PNP-LIC | Network Plug-n-Play Connect for zero-touch device deployment | 1 | Each | Local | ZAR | 1 |  | 0 | 0 | 0
| 1502 | C9200L-48P-4G-A | Catalyst 9200L 48-port PoE+, 4 x 1G, Network Advantage | 100 | Each | Local | ZAR | 1 |  | 0 | 0 | 0
| 1503 | CON-L1NBD-C9200L48 | CX LEVEL 1 8X5XNBD Catalyst 9200L 48-port PoE+, 4 x 1G, Netw | 100 | Each | Local | ZAR | 1 |  | 0 | 0 | 0
| 1504 | C9200L-DNA-A-48 | C9200L Cisco DNA Advantage, 48-port Term license | 100 | Each | Local | ZAR | 1 |  | 0 | 0 | 0
| 1505 | CON-L1SWT-C92LA48 | CX LEVEL 1 SW SUB C9200L Cisco DNA Adv | 100 | Each | Local | ZAR | 1 |  | 0 | 0 | 0
| 1506 | C9200L-DNA-A-48-5Y | C9200L Cisco DNA Advantage, 48-port, 5 Year Term license | 100 | Each | Local | ZAR | 1 |  | 0 | 0 | 0
| 1507 | C9200L-NW-A-48 | C9200L Network Advantage, 48-port license | 100 | Each | Local | ZAR | 1 |  | 0 | 0 | 0
| 1508 | PWR-C5-1KWAC/2 | 1KW AC Config 5 Power Supply - Secondary Power Supply | 100 | Each | Local | ZAR | 1 |  | 0 | 0 | 0
| 1509 | CAB-TA-IN | India AC Type A Power Cable | 200 | Each | Local | ZAR | 1 |  | 0 | 0 | 0
| 1510 | C9200-STACK-BLANK | Catalyst 9200 Blank Stack Module | 200 | Each | Local | ZAR | 1 |  | 0 | 0 | 0
| 1511 | C9K-ACC-RBFT | RUBBER FEET FOR TABLE TOP SETUP 9200 and 93xx | 100 | Each | Local | ZAR | 1 |  | 0 | 0 | 0
| 1512 | C9K-ACC-SCR-4 | 12-24 and 10-32 SCREWS FOR RACK INSTALLATION, QTY 4 | 100 | Each | Local | ZAR | 1 |  | 0 | 0 | 0
| 1513 | CAB-GUIDE-1RU | 1RU CABLE MANAGEMENT GUIDES 9200 and 9300 | 100 | Each | Local | ZAR | 1 |  | 0 | 0 | 0
| 1514 | NETWORK-PNP-LIC | Network Plug-n-Play Connect for zero-touch device deployment | 100 | Each | Local | ZAR | 1 |  | 0 | 0 | 0
| 1515 | C9200L-48PL-4G-A | Catalyst 9200L 48-port Partial PoE+, 4 x 1G, NW Advantage | 100 | Each | Local | ZAR | 1 |  | 0 | 0 | 0
| 1516 | CON-L1NBD-C9200L84 | CX LEVEL 1 8X5XNBD Catalyst 9200L 48-port Partial PoE+, 4 x | 100 | Each | Local | ZAR | 1 |  | 0 | 0 | 0
| 1517 | C9200L-DNA-A-48 | C9200L Cisco DNA Advantage, 48-port Term license | 100 | Each | Local | ZAR | 1 |  | 0 | 0 | 0
| 1518 | CON-L1SWT-C92LA48 | CX LEVEL 1 SW SUB C9200L Cisco DNA Adv | 100 | Each | Local | ZAR | 1 |  | 0 | 0 | 0
| 1519 | C9200L-DNA-A-48-5Y | C9200L Cisco DNA Advantage, 48-port, 5 Year Term license | 100 | Each | Local | ZAR | 1 |  | 0 | 0 | 0
| 1520 | C9200L-NW-A-48 | C9200L Network Advantage, 48-port license | 100 | Each | Local | ZAR | 1 |  | 0 | 0 | 0
| 1521 | PWR-C5-600WAC/2 | 600W AC Config 5 Power Supply - Secondary Power Supply | 100 | Each | Local | ZAR | 1 |  | 0 | 0 | 0
| 1522 | CAB-C15-CBN-IN | AC Power Cord, Type C15 Cable, India | 200 | Each | Local | ZAR | 1 |  | 0 | 0 | 0
| 1523 | C9K-ACC-RBFT | RUBBER FEET FOR TABLE TOP SETUP 9200 and 93xx | 100 | Each | Local | ZAR | 1 |  | 0 | 0 | 0
| 1524 | C9K-ACC-SCR-4 | 12-24 and 10-32 SCREWS FOR RACK INSTALLATION, QTY 4 | 100 | Each | Local | ZAR | 1 |  | 0 | 0 | 0
| 1525 | CAB-GUIDE-1RU | 1RU CABLE MANAGEMENT GUIDES 9200 and 9300 | 100 | Each | Local | ZAR | 1 |  | 0 | 0 | 0
| 1526 | C9200L-STACK-KIT | Cisco Catalyst 9200L Stack Module | 100 | Each | Local | ZAR | 1 |  | 0 | 0 | 0
| 1527 | C9200-STACK | Catalyst 9200 Stack Module | 200 | Each | Local | ZAR | 1 |  | 0 | 0 | 0
| 1528 | STACK-T4-50CM | 50CM Type 4 Stacking Cable | 100 | Each | Local | ZAR | 1 |  | 0 | 0 | 0
| 1529 | NETWORK-PNP-LIC | Network Plug-n-Play Connect for zero-touch device deployment | 100 | Each | Local | ZAR | 1 |  | 0 | 0 | 0
| 1530 | C9200L-24T-4X-A | Catalyst 9200L 24-port data only, 4 x 10G ,Network Advantage | 100 | Each | Local | ZAR | 1 |  | 0 | 0 | 0
| 1531 | CON-L1NBD-C9200L24 | CX LEVEL 1 8X5XNBD Catalyst 9200L 24-port data only, 4 x 10G | 100 | Each | Local | ZAR | 1 |  | 0 | 0 | 0
| 1532 | C9200L-DNA-A-24 | C9200L Cisco DNA Advantage, 24-port Term license | 100 | Each | Local | ZAR | 1 |  | 0 | 0 | 0
| 1533 | CON-L1SWT-C92LA24 | CX LEVEL 1 SW SUB C9200L Cisco DNA Adv | 100 | Each | Local | ZAR | 1 |  | 0 | 0 | 0
| 1534 | C9200L-DNA-A-24-5Y | C9200L Cisco DNA Advantage, 24-port, 5 Year Term license | 100 | Each | Local | ZAR | 1 |  | 0 | 0 | 0
| 1535 | C9200L-NW-A-24 | C9200L Network Advantage, 24-port license | 100 | Each | Local | ZAR | 1 |  | 0 | 0 | 0
| 1536 | PWR-C5-125WAC/2 | 125W AC Config 5 Power Supply - Secondary Power Supply | 100 | Each | Local | ZAR | 1 |  | 0 | 0 | 0
| 1537 | CAB-TA-IN | India AC Type A Power Cable | 200 | Each | Local | ZAR | 1 |  | 0 | 0 | 0
| 1538 | C9200-STACK-BLANK | Catalyst 9200 Blank Stack Module | 200 | Each | Local | ZAR | 1 |  | 0 | 0 | 0
| 1539 | C9K-ACC-RBFT | RUBBER FEET FOR TABLE TOP SETUP 9200 and 93xx | 100 | Each | Local | ZAR | 1 |  | 0 | 0 | 0
| 1540 | C9K-ACC-SCR-4 | 12-24 and 10-32 SCREWS FOR RACK INSTALLATION, QTY 4 | 100 | Each | Local | ZAR | 1 |  | 0 | 0 | 0
| 1541 | CAB-GUIDE-1RU | 1RU CABLE MANAGEMENT GUIDES 9200 and 9300 | 100 | Each | Local | ZAR | 1 |  | 0 | 0 | 0
| 1542 | NETWORK-PNP-LIC | Network Plug-n-Play Connect for zero-touch device deployment | 100 | Each | Local | ZAR | 1 |  | 0 | 0 | 0
| 1543 | C9200L-24P-4X-A | Catalyst 9200L 24-port PoE+, 4 x 10G, Network Advantage | 100 | Each | Local | ZAR | 1 |  | 0 | 0 | 0
| 1544 | CON-L1NBD-C920L24P | CX LEVEL 1 8X5XNBD Catalyst 9200L 24-port PoE+, 4 x 10G, Net | 100 | Each | Local | ZAR | 1 |  | 0 | 0 | 0
| 1545 | C9200L-DNA-A-24 | C9200L Cisco DNA Advantage, 24-port Term license | 100 | Each | Local | ZAR | 1 |  | 0 | 0 | 0
| 1546 | CON-L1SWT-C92LA24 | CX LEVEL 1 SW SUB C9200L Cisco DNA Adv | 100 | Each | Local | ZAR | 1 |  | 0 | 0 | 0
| 1547 | C9200L-DNA-A-24-5Y | C9200L Cisco DNA Advantage, 24-port, 5 Year Term license | 100 | Each | Local | ZAR | 1 |  | 0 | 0 | 0
| 1548 | C9200L-NW-A-24 | C9200L Network Advantage, 24-port license | 100 | Each | Local | ZAR | 1 |  | 0 | 0 | 0
| 1549 | PWR-C5-600WAC/2 | 600W AC Config 5 Power Supply - Secondary Power Supply | 100 | Each | Local | ZAR | 1 |  | 0 | 0 | 0
| 1550 | CAB-C15-CBN-IN | AC Power Cord, Type C15 Cable, India | 200 | Each | Local | ZAR | 1 |  | 0 | 0 | 0
| 1551 | C9200-STACK-BLANK | Catalyst 9200 Blank Stack Module | 200 | Each | Local | ZAR | 1 |  | 0 | 0 | 0
| 1552 | C9K-ACC-RBFT | RUBBER FEET FOR TABLE TOP SETUP 9200 and 93xx | 100 | Each | Local | ZAR | 1 |  | 0 | 0 | 0
| 1553 | C9K-ACC-SCR-4 | 12-24 and 10-32 SCREWS FOR RACK INSTALLATION, QTY 4 | 100 | Each | Local | ZAR | 1 |  | 0 | 0 | 0
| 1554 | CAB-GUIDE-1RU | 1RU CABLE MANAGEMENT GUIDES 9200 and 9300 | 100 | Each | Local | ZAR | 1 |  | 0 | 0 | 0
| 1555 | NETWORK-PNP-LIC | Network Plug-n-Play Connect for zero-touch device deployment | 100 | Each | Local | ZAR | 1 |  | 0 | 0 | 0
| 1556 | C9200L-48T-4X-A | Catalyst 9200L 48-port data only, 4 x 10G, Network Advantage | 100 | Each | Local | ZAR | 1 |  | 0 | 0 | 0
| 1557 | CON-L1NBD-C920L48T | CX LEVEL 1 8X5XNBD Catalyst 9200 48-port data only, 4 x 10G | 100 | Each | Local | ZAR | 1 |  | 0 | 0 | 0
| 1558 | C9200L-DNA-A-48 | C9200L Cisco DNA Advantage, 48-port Term license | 100 | Each | Local | ZAR | 1 |  | 0 | 0 | 0
| 1559 | CON-L1SWT-C92LA48 | CX LEVEL 1 SW SUB C9200L Cisco DNA Adv | 100 | Each | Local | ZAR | 1 |  | 0 | 0 | 0
| 1560 | C9200L-DNA-A-48-5Y | C9200L Cisco DNA Advantage, 48-port, 5 Year Term license | 100 | Each | Local | ZAR | 1 |  | 0 | 0 | 0
| 1561 | C9200L-NW-A-48 | C9200L Network Advantage, 48-port license | 100 | Each | Local | ZAR | 1 |  | 0 | 0 | 0
| 1562 | PWR-C5-125WAC/2 | 125W AC Config 5 Power Supply - Secondary Power Supply | 100 | Each | Local | ZAR | 1 |  | 0 | 0 | 0
| 1563 | CAB-C15-CBN-IN | AC Power Cord, Type C15 Cable, India | 200 | Each | Local | ZAR | 1 |  | 0 | 0 | 0
| 1564 | C9200-STACK-BLANK | Catalyst 9200 Blank Stack Module | 200 | Each | Local | ZAR | 1 |  | 0 | 0 | 0
| 1565 | C9K-ACC-RBFT | RUBBER FEET FOR TABLE TOP SETUP 9200 and 93xx | 100 | Each | Local | ZAR | 1 |  | 0 | 0 | 0
| 1566 | C9K-ACC-SCR-4 | 12-24 and 10-32 SCREWS FOR RACK INSTALLATION, QTY 4 | 100 | Each | Local | ZAR | 1 |  | 0 | 0 | 0
| 1567 | CAB-GUIDE-1RU | 1RU CABLE MANAGEMENT GUIDES 9200 and 9300 | 100 | Each | Local | ZAR | 1 |  | 0 | 0 | 0
| 1568 | NETWORK-PNP-LIC | Network Plug-n-Play Connect for zero-touch device deployment | 100 | Each | Local | ZAR | 1 |  | 0 | 0 | 0
| 1569 | C9200L-48P-4X-A | Catalyst 9200L 48-port PoE+, 4 x 10G, Network Advantage | 1 | Each | Local | ZAR | 1 |  | 0 | 0 | 0
| 1570 | CON-L1NBD-C920L48P | CX LEVEL 1 8X5XNBD Catalyst 9200L 48-port PoE+, 4 x 10G, Net | 1 | Each | Local | ZAR | 1 |  | 0 | 0 | 0
| 1571 | C9200L-DNA-A-48 | C9200L Cisco DNA Advantage, 48-port Term license | 1 | Each | Local | ZAR | 1 |  | 0 | 0 | 0
| 1572 | CON-L1SWT-C92LA48 | CX LEVEL 1 SW SUB C9200L Cisco DNA Adv | 1 | Each | Local | ZAR | 1 |  | 0 | 0 | 0
| 1573 | C9200L-DNA-A-48-5Y | C9200L Cisco DNA Advantage, 48-port, 5 Year Term license | 1 | Each | Local | ZAR | 1 |  | 0 | 0 | 0
| 1574 | C9200L-NW-A-48 | C9200L Network Advantage, 48-port license | 1 | Each | Local | ZAR | 1 |  | 0 | 0 | 0
| 1575 | PWR-C5-1KWAC/2 | 1KW AC Config 5 Power Supply - Secondary Power Supply | 1 | Each | Local | ZAR | 1 |  | 0 | 0 | 0
| 1576 | CAB-C15-CBN-IN | AC Power Cord, Type C15 Cable, India | 2 | Each | Local | ZAR | 1 |  | 0 | 0 | 0
| 1577 | C9200-STACK-BLANK | Catalyst 9200 Blank Stack Module | 2 | Each | Local | ZAR | 1 |  | 0 | 0 | 0
| 1578 | C9K-ACC-RBFT | RUBBER FEET FOR TABLE TOP SETUP 9200 and 93xx | 1 | Each | Local | ZAR | 1 |  | 0 | 0 | 0
| 1579 | C9K-ACC-SCR-4 | 12-24 and 10-32 SCREWS FOR RACK INSTALLATION, QTY 4 | 1 | Each | Local | ZAR | 1 |  | 0 | 0 | 0
| 1580 | CAB-GUIDE-1RU | 1RU CABLE MANAGEMENT GUIDES 9200 and 9300 | 1 | Each | Local | ZAR | 1 |  | 0 | 0 | 0
| 1581 | NETWORK-PNP-LIC | Network Plug-n-Play Connect for zero-touch device deployment | 1 | Each | Local | ZAR | 1 |  | 0 | 0 | 0
| 1582 | C9200L-48PL-4X-A | Catalyst 9200L 48-port Partial PoE+, 4 x 10G, NW Advantage | 1 | Each | Local | ZAR | 1 |  | 0 | 0 | 0
| 1583 | CON-L1NBD-C9200XL4 | CX LEVEL 1 8X5XNBD Catalyst 9200L 48-port Partial PoE+, 4 x | 1 | Each | Local | ZAR | 1 |  | 0 | 0 | 0
| 1584 | C9200L-DNA-A-48 | C9200L Cisco DNA Advantage, 48-port Term license | 1 | Each | Local | ZAR | 1 |  | 0 | 0 | 0
| 1585 | CON-L1SWT-C92LA48 | CX LEVEL 1 SW SUB C9200L Cisco DNA Adv | 1 | Each | Local | ZAR | 1 |  | 0 | 0 | 0
| 1586 | C9200L-DNA-A-48-5Y | C9200L Cisco DNA Advantage, 48-port, 5 Year Term license | 1 | Each | Local | ZAR | 1 |  | 0 | 0 | 0
| 1587 | C9200L-NW-A-48 | C9200L Network Advantage, 48-port license | 1 | Each | Local | ZAR | 1 |  | 0 | 0 | 0
| 1588 | PWR-C5-600WAC/2 | 600W AC Config 5 Power Supply - Secondary Power Supply | 1 | Each | Local | ZAR | 1 |  | 0 | 0 | 0
| 1589 | CAB-TA-IN | India AC Type A Power Cable | 2 | Each | Local | ZAR | 1 |  | 0 | 0 | 0
| 1590 | C9200-STACK-BLANK | Catalyst 9200 Blank Stack Module | 2 | Each | Local | ZAR | 1 |  | 0 | 0 | 0
| 1591 | C9K-ACC-RBFT | RUBBER FEET FOR TABLE TOP SETUP 9200 and 93xx | 1 | Each | Local | ZAR | 1 |  | 0 | 0 | 0
| 1592 | C9K-ACC-SCR-4 | 12-24 and 10-32 SCREWS FOR RACK INSTALLATION, QTY 4 | 1 | Each | Local | ZAR | 1 |  | 0 | 0 | 0
| 1593 | CAB-GUIDE-1RU | 1RU CABLE MANAGEMENT GUIDES 9200 and 9300 | 1 | Each | Local | ZAR | 1 |  | 0 | 0 | 0
| 1594 | NETWORK-PNP-LIC | Network Plug-n-Play Connect for zero-touch device deployment | 1 | Each | Local | ZAR | 1 |  | 0 | 0 | 0
| 1595 | C9200L-24PXG-4X-A | C9200L 24-port 8xmGig, 16x1G, 4x10G, PoE+, Network Advantage | 1 | Each | Local | ZAR | 1 |  | 0 | 0 | 0
| 1596 | CON-L1NBD-CA920L2X | CX LEVEL 1 8X5XNBD C9200L 24-port 8xmGig, 16x1G, 4x10G, PoE+ | 1 | Each | Local | ZAR | 1 |  | 0 | 0 | 0
| 1597 | C9200L-DNA-A-24 | C9200L Cisco DNA Advantage, 24-port Term license | 1 | Each | Local | ZAR | 1 |  | 0 | 0 | 0
| 1598 | CON-L1SWT-C92LA24 | CX LEVEL 1 SW SUB C9200L Cisco DNA Adv | 1 | Each | Local | ZAR | 1 |  | 0 | 0 | 0
| 1599 | C9200L-DNA-A-24-5Y | C9200L Cisco DNA Advantage, 24-port, 5 Year Term license | 1 | Each | Local | ZAR | 1 |  | 0 | 0 | 0
| 1600 | C9200-STACK-BLANK | Catalyst 9200 Blank Stack Module | 2 | Each | Local | ZAR | 1 |  | 0 | 0 | 0
| 1601 | C9200L-NW-A-24 | C9200L Network Advantage, 24-port license | 1 | Each | Local | ZAR | 1 |  | 0 | 0 | 0
| 1602 | PWR-C5-600WAC/2 | 600W AC Config 5 Power Supply - Secondary Power Supply | 1 | Each | Local | ZAR | 1 |  | 0 | 0 | 0
| 1603 | CAB-TA-IN | India AC Type A Power Cable | 2 | Each | Local | ZAR | 1 |  | 0 | 0 | 0
| 1604 | C9K-ACC-RBFT | RUBBER FEET FOR TABLE TOP SETUP 9200 and 93xx | 1 | Each | Local | ZAR | 1 |  | 0 | 0 | 0
| 1605 | C9K-ACC-SCR-4 | 12-24 and 10-32 SCREWS FOR RACK INSTALLATION, QTY 4 | 1 | Each | Local | ZAR | 1 |  | 0 | 0 | 0
| 1606 | CAB-GUIDE-1RU | 1RU CABLE MANAGEMENT GUIDES 9200 and 9300 | 1 | Each | Local | ZAR | 1 |  | 0 | 0 | 0
| 1607 | NETWORK-PNP-LIC | Network Plug-n-Play Connect for zero-touch device deployment | 1 | Each | Local | ZAR | 1 |  | 0 | 0 | 0
| 1608 | C9200L-48PXG-4X-A | C9200L 48-port 12xmGig, 36x1G, 4x10G PoE+, Network Advantage | 1 | Each | Local | ZAR | 1 |  | 0 | 0 | 0
| 1609 | CON-L1NBD-C9200L4A | CX LEVEL 1 8X5XNBD C9200L 48-port 12xmGig, 36x1G, 4x10G PoE+ | 1 | Each | Local | ZAR | 1 |  | 0 | 0 | 0
| 1610 | C9200L-DNA-A-48 | C9200L Cisco DNA Advantage, 48-port Term license | 1 | Each | Local | ZAR | 1 |  | 0 | 0 | 0
| 1611 | CON-L1SWT-C92LA48 | CX LEVEL 1 SW SUB C9200L Cisco DNA Adv | 1 | Each | Local | ZAR | 1 |  | 0 | 0 | 0
| 1612 | C9200L-DNA-A-48-5Y | C9200L Cisco DNA Advantage, 48-port, 5 Year Term license | 1 | Each | Local | ZAR | 1 |  | 0 | 0 | 0
| 1613 | C9200L-NW-A-48 | C9200L Network Advantage, 48-port license | 1 | Each | Local | ZAR | 1 |  | 0 | 0 | 0
| 1614 | PWR-C5-1KWAC/2 | 1KW AC Config 5 Power Supply - Secondary Power Supply | 1 | Each | Local | ZAR | 1 |  | 0 | 0 | 0
| 1615 | CAB-TA-IN | India AC Type A Power Cable | 2 | Each | Local | ZAR | 1 |  | 0 | 0 | 0
| 1616 | C9K-ACC-RBFT | RUBBER FEET FOR TABLE TOP SETUP 9200 and 93xx | 1 | Each | Local | ZAR | 1 |  | 0 | 0 | 0
| 1617 | C9K-ACC-SCR-4 | 12-24 and 10-32 SCREWS FOR RACK INSTALLATION, QTY 4 | 1 | Each | Local | ZAR | 1 |  | 0 | 0 | 0
| 1618 | CAB-GUIDE-1RU | 1RU CABLE MANAGEMENT GUIDES 9200 and 9300 | 1 | Each | Local | ZAR | 1 |  | 0 | 0 | 0
| 1619 | C9200L-STACK-KIT | Cisco Catalyst 9200L Stack Module | 1 | Each | Local | ZAR | 1 |  | 0 | 0 | 0
| 1620 | STACK-T4-50CM | 50CM Type 4 Stacking Cable | 1 | Each | Local | ZAR | 1 |  | 0 | 0 | 0
| 1621 | C9200-STACK | Catalyst 9200 Stack Module | 2 | Each | Local | ZAR | 1 |  | 0 | 0 | 0
| 1622 | NETWORK-PNP-LIC | Network Plug-n-Play Connect for zero-touch device deployment | 1 | Each | Local | ZAR | 1 |  | 0 | 0 | 0
| 1623 | C9200CX-12T-2X2G-A | Catalyst 9000 Compact Switch 12 Ports, Data Only, Adv | 100 | Each | Local | ZAR | 1 |  | 0 | 0 | 0
| 1624 | CON-L1NBD-C9200XCX | CX LEVEL 1 8X5XNBD Catalyst 9000 Compact Switch 12 Ports, D | 100 | Each | Local | ZAR | 1 |  | 0 | 0 | 0
| 1625 | NETWORK-PNP-LIC | Network Plug-n-Play Connect for zero-touch device deployment | 100 | Each | Local | ZAR | 1 |  | 0 | 0 | 0
| 1626 | C9200CX-NW-A-12 | C9200CX Network Advantage, 12-port license | 100 | Each | Local | ZAR | 1 |  | 0 | 0 | 0
| 1627 | C9200CX-DNA-A-12 | C9200CX Cisco DNA Advantage, 12-Port Term Licenses | 100 | Each | Local | ZAR | 1 |  | 0 | 0 | 0
| 1628 | CON-L1SWT-C9292CXD | CX LEVEL 1 SW SUB C9200CX Cisco DNA Advantage, 12-Port Ter | 100 | Each | Local | ZAR | 1 |  | 0 | 0 | 0
| 1629 | C9200CX-DNAA12-5Y | C9200CX Cisco DNA Advantage, 5Y Term License, 12P | 100 | Each | Local | ZAR | 1 |  | 0 | 0 | 0
| 1630 | SCAT9200CXUK9-1715 | Cisco Catalyst 9200CX XE UNIVERSAL | 100 | Each | Local | ZAR | 1 |  | 0 | 0 | 0
| 1631 | C9K-ADPT-BRKT-12T | Power adaptor bracket for 12T compact switches | 100 | Each | Local | ZAR | 1 |  | 0 | 0 | 0
| 1632 | C9K-80W-ADPT | Power Adaptor for Compact Switches, 80W | 100 | Each | Local | ZAR | 1 |  | 0 | 0 | 0
| 1633 | C9K-MGNT-TRAY | Magnetic Mounting Tray for 9200CX Compact Switch | 100 | Each | Local | ZAR | 1 |  | 0 | 0 | 0
| 1634 | CAB-AC2SWSS | AC Power Cord 2-Pins C7 Europlug 1.8m | 100 | Each | Local | ZAR | 1 |  | 0 | 0 | 0
| 1635 | C9200CX-12P-2X2G-A | Catalyst 9000 Compact Switch 12 port PoE+, 240W, Adv | 100 | Each | Local | ZAR | 1 |  | 0 | 0 | 0
| 1636 | CON-L1NBD-C9200CXM | CX LEVEL 1 8X5XNBD Catalyst 9000 Compact Switch 12 port PoE | 100 | Each | Local | ZAR | 1 |  | 0 | 0 | 0
| 1637 | C9200CX-NW-A-12 | C9200CX Network Advantage, 12-port license | 100 | Each | Local | ZAR | 1 |  | 0 | 0 | 0
| 1638 | CAB-TA-IN | India AC Type A Power Cable | 100 | Each | Local | ZAR | 1 |  | 0 | 0 | 0
| 1639 | C9200CX-DNA-A-12 | C9200CX Cisco DNA Advantage, 12-Port Term Licenses | 100 | Each | Local | ZAR | 1 |  | 0 | 0 | 0
| 1640 | CON-L1SWT-C9292CXD | CX LEVEL 1 SW SUB C9200CX Cisco DNA Advantage, 12-Port Ter | 100 | Each | Local | ZAR | 1 |  | 0 | 0 | 0
| 1641 | C9200CX-DNAA12-5Y | C9200CX Cisco DNA Advantage, 5Y Term License, 12P | 100 | Each | Local | ZAR | 1 |  | 0 | 0 | 0
| 1642 | SCAT9200CXUK9-1715 | Cisco Catalyst 9200CX XE UNIVERSAL | 100 | Each | Local | ZAR | 1 |  | 0 | 0 | 0
| 1643 | NETWORK-PNP-LIC | Network Plug-n-Play Connect for zero-touch device deployment | 100 | Each | Local | ZAR | 1 |  | 0 | 0 | 0
| 1644 | C9K-CMPCT-DIN-MNT | Din Rail Mount for 9200CX Compact Switch | 100 | Each | Local | ZAR | 1 |  | 0 | 0 | 0
| 1645 | C9200CX-8P-2X2G-A | Catalyst 9000 Compact Switch 8 port PoE+, 240W, Adv | 100 | Each | Local | ZAR | 1 |  | 0 | 0 | 0
| 1646 | CON-L1NBD-C920CXYZ | CX LEVEL 1 8X5XNBD Catalyst 9000 Compact Switch 8 port PoE+ | 100 | Each | Local | ZAR | 1 |  | 0 | 0 | 0
| 1647 | C9200CX-DNA-A-8 | C9200CX Cisco DNA Advantage, 8-Port Term Licenses | 100 | Each | Local | ZAR | 1 |  | 0 | 0 | 0
| 1648 | CON-L1SWT-C9201CCD | CX LEVEL 1 SW SUB C9200CX Cisco DNA Advantage, 8-Port Term | 100 | Each | Local | ZAR | 1 |  | 0 | 0 | 0
| 1649 | C9200CX-DNAA8-5Y | C9200CX Cisco DNA Advantage, 5Y Term License, 8P | 100 | Each | Local | ZAR | 1 |  | 0 | 0 | 0
| 1650 | C9200CX-NW-A-8 | C9200CX Network Advantage, 8-port license | 100 | Each | Local | ZAR | 1 |  | 0 | 0 | 0
| 1651 | CAB-TA-IN | India AC Type A Power Cable | 100 | Each | Local | ZAR | 1 |  | 0 | 0 | 0
| 1652 | SCAT9200CXUK9-1715 | Cisco Catalyst 9200CX XE UNIVERSAL | 100 | Each | Local | ZAR | 1 |  | 0 | 0 | 0
| 1653 | NETWORK-PNP-LIC | Network Plug-n-Play Connect for zero-touch device deployment | 100 | Each | Local | ZAR | 1 |  | 0 | 0 | 0
| 1654 | C9K-CMPCT-DESK-MNT | Under Desk Mount for 9200CX Compact Switch | 100 | Each | Local | ZAR | 1 |  | 0 | 0 | 0
| 1655 | C9200CX-8UXG-2X-A | Catalyst 9000 Compact Switch 8 port UPoE with 4xmGig,240W,A | 100 | Each | Local | ZAR | 1 |  | 0 | 0 | 0
| 1656 | CON-L1NBD-CX9293CX | CX LEVEL 1 8X5XNBD Catalyst 9000 Compact Switch 8 port UPoE | 100 | Each | Local | ZAR | 1 |  | 0 | 0 | 0
| 1657 | C9200CX-DNA-A-8 | C9200CX Cisco DNA Advantage, 8-Port Term Licenses | 100 | Each | Local | ZAR | 1 |  | 0 | 0 | 0
| 1658 | CON-L1SWT-C9201CCD | CX LEVEL 1 SW SUB C9200CX Cisco DNA Advantage, 8-Port Term | 100 | Each | Local | ZAR | 1 |  | 0 | 0 | 0
| 1659 | C9200CX-DNAA8-5Y | C9200CX Cisco DNA Advantage, 5Y Term License, 8P | 100 | Each | Local | ZAR | 1 |  | 0 | 0 | 0
| 1660 | C9200CX-NW-A-8 | C9200CX Network Advantage, 8-port license | 100 | Each | Local | ZAR | 1 |  | 0 | 0 | 0
| 1661 | CAB-TA-IN | India AC Type A Power Cable | 100 | Each | Local | ZAR | 1 |  | 0 | 0 | 0
| 1662 | SCAT9200CXUK9-1715 | Cisco Catalyst 9200CX XE UNIVERSAL | 100 | Each | Local | ZAR | 1 |  | 0 | 0 | 0
| 1663 | NETWORK-PNP-LIC | Network Plug-n-Play Connect for zero-touch device deployment | 100 | Each | Local | ZAR | 1 |  | 0 | 0 | 0
| 1664 | RACKMNT-19-CMPACT | 19 in Rackmount for 9200CX switches | 100 | Each | Local | ZAR | 1 |  | 0 | 0 | 0
| 1665 | C9200CX-12P-2XGH-A | Catalyst 9000 Compact Switch 12 port PoE+, 240W,HVDC,Adv | 100 | Each | Local | ZAR | 1 |  | 0 | 0 | 0
| 1666 | CON-L1NBD-C9200CPA | CX LEVEL 1 8X5XNBD Catalyst 9000 Compact Switch 12 port PoE | 100 | Each | Local | ZAR | 1 |  | 0 | 0 | 0
| 1667 | NETWORK-PNP-LIC | Network Plug-n-Play Connect for zero-touch device deployment | 100 | Each | Local | ZAR | 1 |  | 0 | 0 | 0
| 1668 | SCAT9200CXUK9-1715 | Cisco Catalyst 9200CX XE UNIVERSAL | 100 | Each | Local | ZAR | 1 |  | 0 | 0 | 0
| 1669 | C9200CX-NW-A-12 | C9200CX Network Advantage, 12-port license | 100 | Each | Local | ZAR | 1 |  | 0 | 0 | 0
| 1670 | C9200CX-DNA-A-12 | C9200CX Cisco DNA Advantage, 12-Port Term Licenses | 100 | Each | Local | ZAR | 1 |  | 0 | 0 | 0
| 1671 | CON-L1SWT-C9292CXD | CX LEVEL 1 SW SUB C9200CX Cisco DNA Advantage, 12-Port Ter | 100 | Each | Local | ZAR | 1 |  | 0 | 0 | 0
| 1672 | C9200CX-DNAA12-5Y | C9200CX Cisco DNA Advantage, 5Y Term License, 12P | 100 | Each | Local | ZAR | 1 |  | 0 | 0 | 0
| 1673 | RACKMNT-19-CMPACT | 19 in Rackmount for 9200CX switches | 100 | Each | Local | ZAR | 1 |  | 0 | 0 | 0
| 1674 | C9200CX-8P-2XGH-A | Catalyst 9000 Compact Switch 8 port PoE+, 240W,HVDC,Adv | 100 | Each | Local | ZAR | 1 |  | 0 | 0 | 0
| 1675 | CON-L1NBD-C9200CGH | CX LEVEL 1 8X5XNBD Catalyst 9000 Compact Switch 8 port PoE+ | 100 | Each | Local | ZAR | 1 |  | 0 | 0 | 0
| 1676 | NETWORK-PNP-LIC | Network Plug-n-Play Connect for zero-touch device deployment | 100 | Each | Local | ZAR | 1 |  | 0 | 0 | 0
| 1677 | SCAT9200CXUK9-1715 | Cisco Catalyst 9200CX XE UNIVERSAL | 100 | Each | Local | ZAR | 1 |  | 0 | 0 | 0
| 1678 | C9200CX-NW-A-8 | C9200CX Network Advantage, 8-port license | 100 | Each | Local | ZAR | 1 |  | 0 | 0 | 0
| 1679 | C9200CX-DNA-A-8 | C9200CX Cisco DNA Advantage, 8-Port Term Licenses | 100 | Each | Local | ZAR | 1 |  | 0 | 0 | 0
| 1680 | CON-L1SWT-C9201CCD | CX LEVEL 1 SW SUB C9200CX Cisco DNA Advantage, 8-Port Term | 100 | Each | Local | ZAR | 1 |  | 0 | 0 | 0
| 1681 | C9200CX-DNAA8-5Y | C9200CX Cisco DNA Advantage, 5Y Term License, 8P | 100 | Each | Local | ZAR | 1 |  | 0 | 0 | 0
| 1682 | C9K-WALL-TRAY | Wall Mount Bracket for 9200CX Compact Switch | 100 | Each | Local | ZAR | 1 |  | 0 | 0 | 0
| 1683 | C9200CX-8UXG-2XH-A | Catalyst 9000 Compact Switch 8 port UPoE with 4xmGig,HVDC,A | 100 | Each | Local | ZAR | 1 |  | 0 | 0 | 0
| 1684 | CON-L1NBD-C920CXHA | CX LEVEL 1 8X5XNBD Catalyst 9000 Compact Switch 8 port UPoE | 100 | Each | Local | ZAR | 1 |  | 0 | 0 | 0
| 1685 | NETWORK-PNP-LIC | Network Plug-n-Play Connect for zero-touch device deployment | 100 | Each | Local | ZAR | 1 |  | 0 | 0 | 0
| 1686 | C9200CX-NW-A-8 | C9200CX Network Advantage, 8-port license | 100 | Each | Local | ZAR | 1 |  | 0 | 0 | 0
| 1687 | C9200CX-DNA-A-8 | C9200CX Cisco DNA Advantage, 8-Port Term Licenses | 100 | Each | Local | ZAR | 1 |  | 0 | 0 | 0
| 1688 | CON-L1SWT-C9201CCD | CX LEVEL 1 SW SUB C9200CX Cisco DNA Advantage, 8-Port Term | 100 | Each | Local | ZAR | 1 |  | 0 | 0 | 0
| 1689 | C9200CX-DNAA8-5Y | C9200CX Cisco DNA Advantage, 5Y Term License, 8P | 100 | Each | Local | ZAR | 1 |  | 0 | 0 | 0
| 1690 | SCAT9200CXUK9-1715 | Cisco Catalyst 9200CX XE UNIVERSAL | 100 | Each | Local | ZAR | 1 |  | 0 | 0 | 0
| 1691 | C9K-CMPCT-CBLE-GRD | Cable Guard for 9200CX Compact Switch | 100 | Each | Local | ZAR | 1 |  | 0 | 0 | 0
| 1692 | C9K-WALL-TRAY | Wall Mount Bracket for 9200CX Compact Switch | 100 | Each | Local | ZAR | 1 |  | 0 | 0 | 0
| 1693 | C9200CX-8PT-2G-A | Catalyst 9000 Compact Switch 8 port PoE+ passthrough,A | 100 | Each | Local | ZAR | 1 |  | 0 | 0 | 0
| 1694 | CON-L1NBD-C9200CPZ | CX LEVEL 1 8X5XNBD Catalyst 9000 Compact Switch 8 port PoE+ | 100 | Each | Local | ZAR | 1 |  | 0 | 0 | 0
| 1695 | C9200CX-NW-A-8 | C9200CX Network Advantage, 8-port license | 100 | Each | Local | ZAR | 1 |  | 0 | 0 | 0
| 1696 | C9200CX-DNA-A-8 | C9200CX Cisco DNA Advantage, 8-Port Term Licenses | 100 | Each | Local | ZAR | 1 |  | 0 | 0 | 0
| 1697 | CON-L1SWT-C9201CCD | CX LEVEL 1 SW SUB C9200CX Cisco DNA Advantage, 8-Port Term | 100 | Each | Local | ZAR | 1 |  | 0 | 0 | 0
| 1698 | C9200CX-DNAA8-5Y | C9200CX Cisco DNA Advantage, 5Y Term License, 8P | 100 | Each | Local | ZAR | 1 |  | 0 | 0 | 0
| 1699 | SCAT9200CXUK9-1716 | Cisco Catalyst 9200CX XE UNIVERSAL | 100 | Each | Local | ZAR | 1 |  | 0 | 0 | 0
| 1700 | NETWORK-PNP-LIC | Network Plug-n-Play Connect for zero-touch device deployment | 100 | Each | Local | ZAR | 1 |  | 0 | 0 | 0
[10 empty] | Sub Total |  | 0
Campus Core |  |  | Campus Core
| 1701 | C9500-24Y4C-A | Catalyst 9500 24x1/10/25G and 4-port 40/100G, Advantage | 14 | Each | Local | ZAR | 1 |  | 0 | 0 | 0
| 1702 | CON-L1NBD-C95024YA | CX LEVEL 1 8X5XNBD Catalyst 9500 24x1/10/25G and 4-port 40/ | 14 | Each | Local | ZAR | 1 |  | 0 | 0 | 0
| 1703 | C9500-DNA-24Y4C-A | C9500 DNA Advantage, Term License | 14 | Each | Local | ZAR | 1 |  | 0 | 0 | 0
| 1704 | CON-L1SWT-C9524YCA | CX LEVEL 1 SW SUB C9500 DNA Advantage | 14 | Each | Local | ZAR | 1 |  | 0 | 0 | 0
| 1705 | C9500-DNA-L-A-5Y | DNA Advantage 5 Year License | 14 | Each | Local | ZAR | 1 |  | 0 | 0 | 0
| 1706 | CAB-C13-C14-AC | Power cord, C13 to C14 (recessed receptacle), 10A | 28 | Each | Local | ZAR | 1 |  | 0 | 0 | 0
| 1707 | C9K-T1-FANTRAY | Catalyst 9500 Type 4 front to back cooling Fan | 28 | Each | Local | ZAR | 1 |  | 0 | 0 | 0
| 1708 | C9500-NW-A | C9500 Network Stack, Advantage | 14 | Each | Local | ZAR | 1 |  | 0 | 0 | 0
| 1709 | S9500UK9-1715 | CAT9300/9400/9500/9600 UNIVERSAL | 14 | Each | Local | ZAR | 1 |  | 0 | 0 | 0
| 1710 | C9K-F1-SSD-240G | Cisco pluggable SSD storage | 14 | Each | Local | ZAR | 1 |  | 0 | 0 | 0
| 1711 | C9500-RFID | RFID Selected | 14 | Each | Local | ZAR | 1 |  | 0 | 0 | 0
| 1712 | NETWORK-PNP-LIC | Network Plug-n-Play Connect for zero-touch device deployment | 14 | Each | Local | ZAR | 1 |  | 0 | 0 | 0
| 1713 | C9K-PWR-650WAC-R | 650W AC Config 4 Power Supply front to back cooling | 14 | Each | Local | ZAR | 1 |  | 0 | 0 | 0
| 1714 | C9K-PWR-650WAC-R/2 | 650W AC Config 4 Power Supply front to back cooling | 14 | Each | Local | ZAR | 1 |  | 0 | 0 | 0
| 1715 | C9500-48Y4C-A | Catalyst 9500 48-port x 1/10/25G + 4-port 40/100G, Advantage | 1 | Each | Local | ZAR | 1 |  | 0 | 0 | 0
| 1716 | CON-L1NBD-C9504YA4 | CX LEVEL 1 8X5XNBD Catalyst 9500 48-port x 1/10/25G + 4-port | 1 | Each | Local | ZAR | 1 |  | 0 | 0 | 0
| 1717 | C9500-DNA-48Y4C-A | C9500 DNA Advantage, Term License | 1 | Each | Local | ZAR | 1 |  | 0 | 0 | 0
| 1718 | CON-L1SWT-C9548Y4A | CX LEVEL 1 SW SUB CX LEVEL 1 SW SUB C9 | 1 | Each | Local | ZAR | 1 |  | 0 | 0 | 0
| 1719 | C9500-DNA-A-5Y | DNA Advantage 5 Year License | 1 | Each | Local | ZAR | 1 |  | 0 | 0 | 0
| 1720 | CAB-C13-C14-AC | Power cord, C13 to C14 (recessed receptacle), 10A | 2 | Each | Local | ZAR | 1 |  | 0 | 0 | 0
| 1721 | C9K-PWR-650WAC-R | 650W AC Config 4 Power Supply front to back cooling | 1 | Each | Local | ZAR | 1 |  | 0 | 0 | 0
| 1722 | C9K-PWR-650WAC-R/2 | 650W AC Config 4 Power Supply front to back cooling | 1 | Each | Local | ZAR | 1 |  | 0 | 0 | 0
| 1723 | C9K-T1-FANTRAY | Catalyst 9500 Type 4 front to back cooling Fan | 2 | Each | Local | ZAR | 1 |  | 0 | 0 | 0
| 1724 | C9500-NW-A | C9500 Network Stack, Advantage | 1 | Each | Local | ZAR | 1 |  | 0 | 0 | 0
| 1725 | S9500UK9-1715 | CAT9300/9400/9500/9600 UNIVERSAL | 1 | Each | Local | ZAR | 1 |  | 0 | 0 | 0
| 1726 | C9K-F1-SSD-240G | Cisco pluggable SSD storage | 1 | Each | Local | ZAR | 1 |  | 0 | 0 | 0
| 1727 | C9500-RFID | RFID Selected | 1 | Each | Local | ZAR | 1 |  | 0 | 0 | 0
| 1728 | NETWORK-PNP-LIC | Network Plug-n-Play Connect for zero-touch device deployment | 1 | Each | Local | ZAR | 1 |  | 0 | 0 | 0
| 1729 | C9404R | Cisco Catalyst 9400 Series 4 slot chassis | 10 | Each | Local | ZAR | 1 |  | 0 | 0 | 0
| 1730 | CON-L1NBD-C9404R | CX LEVEL 1 8X5XNBD Cisco Catalyst 9400 Series 4 slot chassis | 10 | Each | Local | ZAR | 1 |  | 0 | 0 | 0
| 1731 | C9400-NW-A | Cisco Catalyst 9400 Network Advantage License | 20 | Each | Local | ZAR | 1 |  | 0 | 0 | 0
| 1732 | C9400-PWR-BLANK | Cisco Catalyst 9400 Series Power Supply Blank Cover | 30 | Each | Local | ZAR | 1 |  | 0 | 0 | 0
| 1733 | C9400-S-BLANK | Cisco Catalyst 9400 Series Slot Blank Cover | 20 | Each | Local | ZAR | 1 |  | 0 | 0 | 0
| 1734 | TE-C9K-SW | TE agent for IOSXE on C9K | 10 | Each | Local | ZAR | 1 |  | 0 | 0 | 0
| 1735 | C9400-QSFP-CVR | QSFP port EMI and dust protection cover | 80 | Each | Local | ZAR | 1 |  | 0 | 0 | 0
| 1736 | S9400UK9-1715 | CAT9300/9400/9500/9600 UNIVERSAL | 10 | Each | Local | ZAR | 1 |  | 0 | 0 | 0
| 1737 | C9400-PWR-2100AC | Cisco Catalyst 9400 Series 2100W AC Power Supply | 10 | Each | Local | ZAR | 1 |  | 0 | 0 | 0
| 1738 | CAB-SABS-C19-IND | SABS 164-1 to IEC-C19 India | 10 | Each | Local | ZAR | 1 |  | 0 | 0 | 0
| 1739 | CAB-CON-C9K-RJ45 | Console Cable 6ft with RJ-45-to-RJ-45 | 10 | Each | Local | ZAR | 1 |  | 0 | 0 | 0
| 1740 | CAB-GUIDE-4R | 4-SLOT CHASSIS CABLE MANAGEMENT GUIDES for 9400 | 10 | Each | Local | ZAR | 1 |  | 0 | 0 | 0
| 1741 | C9K-ACC-ADP-DB9 | ADAPTER FOR DB9F TO RJ45 for 9400 | 10 | Each | Local | ZAR | 1 |  | 0 | 0 | 0
| 1742 | C9400-DNA-A | Cisco Catalyst 9400 DNA Advantage Term License | 10 | Each | Local | ZAR | 1 |  | 0 | 0 | 0
| 1743 | CON-L1SWT-C94A | CX LEVEL 1 SW SUB Cisco Catalyst 9400 | 10 | Each | Local | ZAR | 1 |  | 0 | 0 | 0
| 1744 | C9400-DNA-A-5Y | Cisco Catalyst 9400 DNA Advantage - 5 Year License | 10 | Each | Local | ZAR | 1 |  | 0 | 0 | 0
| 1745 | D-DNAS-EXT-S-T | Cisco DNA Spaces Extend Term License for Catalyst Switches | 10 | Each | Local | ZAR | 1 |  | 0 | 0 | 0
| 1746 | D-DNAS-EXT-S-5Y | Cisco DNA Spaces Extend for Catalyst Switching - 5Year | 10 | Each | Local | ZAR | 1 |  | 0 | 0 | 0
| 1747 | TE-EMBEDDED-T | Cisco ThousandEyes Enterprise Agent IBN Embedded | 10 | Each | Local | ZAR | 1 |  | 0 | 0 | 0
| 1748 | TE-EMBEDDED-T-5Y | ThousandEyes - Enterprise Agents | 10 | Each | Local | ZAR | 1 |  | 0 | 0 | 0
| 1749 | C9K-ACC-SCR-12 | 12-24 and 10-32 SCREWS FOR RACK INSTALLATION, QTY 12 | 10 | Each | Local | ZAR | 1 |  | 0 | 0 | 0
| 1750 | C9400X-SUP-2 | Cisco Catalyst 9400 Series Supervisor 2 Module | 10 | Each | Local | ZAR | 1 |  | 0 | 0 | 0
| 1751 | C9400-SSD-480GB | Cisco Catalyst 9400 Series 480GB M2 SATA memory (Supervisor) | 10 | Each | Local | ZAR | 1 |  | 0 | 0 | 0
| 1752 | C9400X-SUP-2/2 | Cisco Catalyst 9400 Series Redundant Supervisor 2 Module | 10 | Each | Local | ZAR | 1 |  | 0 | 0 | 0
| 1753 | C9400-SSD-480GB | Cisco Catalyst 9400 Series 480GB M2 SATA memory (Supervisor) | 10 | Each | Local | ZAR | 1 |  | 0 | 0 | 0
| 1754 | NETWORK-PNP-LIC | Network Plug-n-Play Connect for zero-touch device deployment | 10 | Each | Local | ZAR | 1 |  | 0 | 0 | 0
| 1755 | C9407R | Cisco Catalyst 9400 Series 7 slot chassis | 50 | Each | Local | ZAR | 1 |  | 0 | 0 | 0
| 1756 | CON-L1NBD-C9407R | CX LEVEL 1 8X5XNBD Cisco Catalyst 9400 Series 7 slot chassis | 50 | Each | Local | ZAR | 1 |  | 0 | 0 | 0
| 1757 | C9400-DNA-A | Cisco Catalyst 9400 DNA Advantage Term License | 50 | Each | Local | ZAR | 1 |  | 0 | 0 | 0
| 1758 | CON-L1SWT-C94A | CX LEVEL 1 SW SUB Cisco Catalyst 9400 | 50 | Each | Local | ZAR | 1 |  | 0 | 0 | 0
| 1759 | C9400-DNA-A-5Y | Cisco Catalyst 9400 DNA Advantage - 5 Year License | 50 | Each | Local | ZAR | 1 |  | 0 | 0 | 0
| 1760 | D-DNAS-EXT-S-T | Cisco DNA Spaces Extend Term License for Catalyst Switches | 50 | Each | Local | ZAR | 1 |  | 0 | 0 | 0
| 1761 | D-DNAS-EXT-S-5Y | Cisco DNA Spaces Extend for Catalyst Switching - 5Year | 50 | Each | Local | ZAR | 1 |  | 0 | 0 | 0
| 1762 | TE-EMBEDDED-T | Cisco ThousandEyes Enterprise Agent IBN Embedded | 50 | Each | Local | ZAR | 1 |  | 0 | 0 | 0
| 1763 | TE-EMBEDDED-T-5Y | ThousandEyes - Enterprise Agents | 50 | Each | Local | ZAR | 1 |  | 0 | 0 | 0
| 1764 | C9400-NW-A | Cisco Catalyst 9400 Network Advantage License | 50 | Each | Local | ZAR | 1 |  | 0 | 0 | 0
| 1765 | C9400-PWR-BLANK | Cisco Catalyst 9400 Series Power Supply Blank Cover | 350 | Each | Local | ZAR | 1 |  | 0 | 0 | 0
| 1766 | C9400-S-BLANK | Cisco Catalyst 9400 Series Slot Blank Cover | 300 | Each | Local | ZAR | 1 |  | 0 | 0 | 0
| 1767 | TE-C9K-SW | TE agent for IOSXE on C9K | 50 | Each | Local | ZAR | 1 |  | 0 | 0 | 0
| 1768 | C9400-QSFP-CVR | QSFP port EMI and dust protection cover | 200 | Each | Local | ZAR | 1 |  | 0 | 0 | 0
| 1769 | S9400UK9-1715 | CAT9300/9400/9500/9600 UNIVERSAL | 50 | Each | Local | ZAR | 1 |  | 0 | 0 | 0
| 1770 | C9400-PWR-2100AC | Cisco Catalyst 9400 Series 2100W AC Power Supply | 50 | Each | Local | ZAR | 1 |  | 0 | 0 | 0
| 1771 | CAB-SABS-C19-IND | SABS 164-1 to IEC-C19 India | 50 | Each | Local | ZAR | 1 |  | 0 | 0 | 0
| 1772 | CAB-CON-C9K-RJ45 | Console Cable 6ft with RJ-45-to-RJ-45 | 50 | Each | Local | ZAR | 1 |  | 0 | 0 | 0
| 1773 | CAB-GUIDE-7R | 7-SLOT CHASSIS CABLE MANAGEMENT GUIDES for 9400 | 50 | Each | Local | ZAR | 1 |  | 0 | 0 | 0
| 1774 | C9K-ACC-ADP-DB9 | ADAPTER FOR DB9F TO RJ45 for 9400 | 50 | Each | Local | ZAR | 1 |  | 0 | 0 | 0
| 1775 | C9K-ACC-SCR-12 | 12-24 and 10-32 SCREWS FOR RACK INSTALLATION, QTY 12 | 50 | Each | Local | ZAR | 1 |  | 0 | 0 | 0
| 1776 | C9400X-SUP-2XL | Cisco Catalyst 9400 Series Supervisor 2XL Module | 50 | Each | Local | ZAR | 1 |  | 0 | 0 | 0
| 1777 | C9400-SSD-480GB | Cisco Catalyst 9400 Series 480GB M2 SATA memory (Supervisor) | 50 | Each | Local | ZAR | 1 |  | 0 | 0 | 0
| 1778 | NETWORK-PNP-LIC | Network Plug-n-Play Connect for zero-touch device deployment | 50 | Each | Local | ZAR | 1 |  | 0 | 0 | 0
| 1779 | C9400-LC-48U= | Cisco Catalyst 9400 Series 48-Port UPOE 10/100/1000 (RJ-45) | 50 | Each | Local | ZAR | 1 |  | 0 | 0 | 0
| 1780 | C9400-LC-48T= | Cisco Catalyst 9400 Series 48-Port 10/100/1000 (RJ-45) | 50 | Each | Local | ZAR | 1 |  | 0 | 0 | 0
| 1781 | C9400-LC-48UX= | Cisco Catalyst 9400 Series 48Port UPOE w/ 24p mGig 24p RJ-45 | 50 | Each | Local | ZAR | 1 |  | 0 | 0 | 0
| 1782 | C9400-LC-24XS= | Cisco Catalyst 9400 Series 24-Port 10 Gigabit Ethernet(SFP+) | 50 | Each | Local | ZAR | 1 |  | 0 | 0 | 0
| 1783 | C9400-LC-48P= | Cisco Catalyst 9400 Series 48-Port POE+ 10/100/1000 (RJ-45) | 50 | Each | Local | ZAR | 1 |  | 0 | 0 | 0
| 1784 | C9400-LC-24S= | Cisco Catalyst 9400 Series 24-Port Gigabit Ethernet(SFP) | 50 | Each | Local | ZAR | 1 |  | 0 | 0 | 0
| 1785 | C9400-LC-48S= | Cisco Catalyst 9400 Series 48-Port Gigabit Ethernet(SFP) | 50 | Each | Local | ZAR | 1 |  | 0 | 0 | 0
| 1786 | C9400-LC-48HX= | Cisco Catalyst 9400 Series 48-Port UPOE+ 10G mGig | 50 | Each | Local | ZAR | 1 |  | 0 | 0 | 0
| 1787 | C9400-LC-48HN= | Cisco Catalyst 9400 Series 48-Port UPOE+ 5G (RJ-45) | 50 | Each | Local | ZAR | 1 |  | 0 | 0 | 0
| 1788 | C9400-LC-48HX= | Cisco Catalyst 9400 Series 48-Port UPOE+ 10G mGig | 50 | Each | Local | ZAR | 1 |  | 0 | 0 | 0
| 1789 | C9400-LC-48XS= | Cisco Catalyst 9400 Series 48-Port 10 Gigabit Ethernet(SFP+) | 50 | Each | Local | ZAR | 1 |  | 0 | 0 | 0
| 1790 | C9400-LC-24XY= | Cisco Catalyst 9400 Series 20-Port 25GE and 4-Port 10G spare | 50 | Each | Local | ZAR | 1 |  | 0 | 0 | 0
| 1791 | C9400-LC-12QC= | Cisco Catalyst 9400 Series 12-Port 40GE/4-port 100GE spare | 50 | Each | Local | ZAR | 1 |  | 0 | 0 | 0
| 1792 | C9400-QSFP-CVR | QSFP port EMI and dust protection cover | 720 | Each | Local | ZAR | 1 |  | 0 | 0 | 0
| 1793 | C9400-LC-48TX= | Catalyst 9400 Series 48-Port 10 Gigabit Ethernet Data spare | 50 | Each | Local | ZAR | 1 |  | 0 | 0 | 0
| 1794 | C9400X-SUP-2= | Cisco Catalyst 9400 Series Supervisor 2 Module | 50 | Each | Local | ZAR | 1 |  | 0 | 0 | 0
| 1795 | TE-C9K-SW | TE agent for IOSXE on C9K | 50 | Each | Local | ZAR | 1 |  | 0 | 0 | 0
| 1796 | C9400-QSFP-CVR | QSFP port EMI and dust protection cover | 200 | Each | Local | ZAR | 1 |  | 0 | 0 | 0
| 1797 | C9400-NW-A | Cisco Catalyst 9400 Network Advantage License | 50 | Each | Local | ZAR | 1 |  | 0 | 0 | 0
| 1798 | S9400UK9-1715 | CAT9300/9400/9500/9600 UNIVERSAL | 50 | Each | Local | ZAR | 1 |  | 0 | 0 | 0
| 1799 | C9400X-SUP-2XL= | Cisco Catalyst 9400 Series Supervisor 2XL Module | 50 | Each | Local | ZAR | 1 |  | 0 | 0 | 0
| 1800 | TE-C9K-SW | TE agent for IOSXE on C9K | 50 | Each | Local | ZAR | 1 |  | 0 | 0 | 0
| 1801 | C9400-QSFP-CVR | QSFP port EMI and dust protection cover | 200 | Each | Local | ZAR | 1 |  | 0 | 0 | 0
| 1802 | C9400-NW-A | Cisco Catalyst 9400 Network Advantage License | 50 | Each | Local | ZAR | 1 |  | 0 | 0 | 0
| 1803 | S9400UK9-1715 | CAT9300/9400/9500/9600 UNIVERSAL | 50 | Each | Local | ZAR | 1 |  | 0 | 0 | 0
| 1804 | C9606R | Cisco Catalyst 9600 Series 6 Slot Chassis | 50 | Each | Local | ZAR | 1 |  | 0 | 0 | 0
| 1805 | CON-L1NCD-C9606R | CX LEVEL 1 8X7NCDCisco Catalyst 9600 Series 6 Slot Chassi | 50 | Each | Local | ZAR | 1 |  | 0 | 0 | 0
| 1806 | S9600UK9-1715 | CAT9300/9400/9500/9600 UNIVERSAL | 50 | Each | Local | ZAR | 1 |  | 0 | 0 | 0
| 1807 | C9600-DNA-A | Cisco Catalyst 9600 DNA Advantage Term License | 50 | Each | Local | ZAR | 1 |  | 0 | 0 | 0
| 1808 | CON-L1SWT-C96A | CX LEVEL 1 SW SUB Cisco Catalyst 9600 | 50 | Each | Local | ZAR | 1 |  | 0 | 0 | 0
| 1809 | C9600-DNA-A-5Y | Cisco Catalyst 9600 DNA Advantage 5 Year License | 50 | Each | Local | ZAR | 1 |  | 0 | 0 | 0
| 1810 | C9600-NW-A | Cisco Catalyst 9600 Network Advantage License | 100 | Each | Local | ZAR | 1 |  | 0 | 0 | 0
| 1811 | C9606-SLOT-BLANK | Cisco Catalyst 9600 Series Blank for Chassis Module Slot | 200 | Each | Local | ZAR | 1 |  | 0 | 0 | 0
| 1812 | C9606-PWR-BLANK | Cisco Catalyst 9600 Series Blank for Power Supply Slot | 100 | Each | Local | ZAR | 1 |  | 0 | 0 | 0
| 1813 | C9600-CAMPUS-CORE | Catalyst 9600 Campus Core Deployment; For Tracking Only | 50 | Each | Local | ZAR | 1 |  | 0 | 0 | 0
| 1814 | C9606-FAN | Cisco Catalyst 9600 Series C9606 Chassis Fan Tray | 50 | Each | Local | ZAR | 1 |  | 0 | 0 | 0
| 1815 | C9600-SUP-1 | Cisco Catalyst 9600 Series Supervisor 1 Module | 50 | Each | Local | ZAR | 1 |  | 0 | 0 | 0
| 1816 | C9K-F2-SSD-960GB | Cisco Catalyst 9600 Series 960GB SSD Storage | 50 | Each | Local | ZAR | 1 |  | 0 | 0 | 0
| 1817 | C9600-SUP-1/2 | Cisco Catalyst 9600 Series Redundant Supervisor 1 Module | 50 | Each | Local | ZAR | 1 |  | 0 | 0 | 0
| 1818 | C9K-F2-SSD-960GB | Cisco Catalyst 9600 Series 960GB SSD Storage | 50 | Each | Local | ZAR | 1 |  | 0 | 0 | 0
| 1819 | C9600-PWR-2KWAC | Cisco Catalyst 9600 Series 2000W AC Power Supply | 100 | Each | Local | ZAR | 1 |  | 0 | 0 | 0
| 1820 | CAB-C15-CBN | Cabinet Jumper Power Cord, 250 VAC 13A, C14-C15 Connectors | 100 | Each | Local | ZAR | 1 |  | 0 | 0 | 0
| 1821 | NETWORK-PNP-LIC | Network Plug-n-Play Connect for zero-touch device deployment | 50 | Each | Local | ZAR | 1 |  | 0 | 0 | 0
| 1822 | C9600X-LC-56YL4C= | Cisco Catalyst 9600 Series 56-Port 50G, 4-Port 100G | 50 | Each | Local | ZAR | 1 |  | 0 | 0 | 0
| 1823 | C9K-OPT-TOOL-NONE | No Optics Extraction Tool Selected | 50 | Each | Local | ZAR | 1 |  | 0 | 0 | 0
| 1824 | C9600X-LC-32CD= | Cisco Catalyst 9600 Series 30-Port 100G,2-Port 400G | 50 | Each | Local | ZAR | 1 |  | 0 | 0 | 0
| 1825 | C9600-LC-40YL4CD= | Catalyst 9600 Series 40-Port 1/10/25/50G,2x200G,2x400G Spare | 50 | Each | Local | ZAR | 1 |  | 0 | 0 | 0
| 1826 | C9600-LC-24C= | Cisco Catalyst 9600 Series 24-Port 40GE/12-Port 100GE Spare | 50 | Each | Local | ZAR | 1 |  | 0 | 0 | 0
| 1827 | C9600-LC-48YL= | Cisco Catalyst 9600 Series 48-Port 25GE/10GE/1GE Spare | 50 | Each | Local | ZAR | 1 |  | 0 | 0 | 0
| 1828 | C9600-LC-48TX= | Cisco Catalyst 9600 Series 48-Port Copper Spare | 50 | Each | Local | ZAR | 1 |  | 0 | 0 | 0
| 1829 | C9600-LC-48S= | Cisco Catalyst 9600 Series 48-Port 1Gig Fiber Spare | 50 | Each | Local | ZAR | 1 |  | 0 | 0 | 0
| 1830 | ONS-CFP2-WDM2= | 100G QPSK / 200G 16-QAM - WDM CFP2 Pluggable | 50 | Each | Local | ZAR | 1 |  | 0 | 0 | 0
| 1831 | CON-SNT-ONSPCFP2 | SNTC-8X5XNBD 100G QPSK / 200G 16-QAM - WDM CFP2 Plugg | 50 | Each | Local | ZAR | 1 |  | 0 | 0 | 0
[10 empty] | Sub Total |  | 0
Wireless |  |  | Wireless
| 1832 | C9120AXI-E | C9120AX Internal 802.11ax 4x4:4 MIMO;IOT;BT5;mGig;USB;RHL | 400 | Each | Local | ZAR | 1 |  | 0 | 0 | 0
| 1833 | CON-L1NCD-C9120AXE | CX LEVEL 1 8X7NCDCisco Catalyst 9120AX Series | 400 | Each | Local | ZAR | 1 |  | 0 | 0 | 0
| 1834 | CDNA-A-C9120 | Wireless Cisco DNA On-Prem Advantage, 9120 Tracking | 400 | Each | Local | ZAR | 1 |  | 0 | 0 | 0
| 1835 | DNA-A-5Y-C9120 | C9120AX Cisco DNA On-Prem Advantage,5Y Term,Trk Lic | 400 | Each | Local | ZAR | 1 |  | 0 | 0 | 0
| 1836 | AIR-DNA-A | Wireless Cisco DNA On-Prem Advantage, Term Lic | 400 | Each | Local | ZAR | 1 |  | 0 | 0 | 0
| 1837 | CON-L1SWT-AIRDNAA | CX LEVEL 1 SW SUB Aironet CISCO DNA Ad | 400 | Each | Local | ZAR | 1 |  | 0 | 0 | 0
| 1838 | AIR-DNA-A-5Y | Wireless Cisco DNA On-Prem Advantage, 5Y Term Lic | 400 | Each | Local | ZAR | 1 |  | 0 | 0 | 0
| 1839 | AIR-DNA-A-T | Wireless Cisco DNA On-Prem Advantage, Term, Tracker Lic | 400 | Each | Local | ZAR | 1 |  | 0 | 0 | 0
| 1840 | AIR-DNA-A-T-5Y | Wireless Cisco DNA On-Prem Advantage, 5Y Term, Tracker Lic | 400 | Each | Local | ZAR | 1 |  | 0 | 0 | 0
| 1841 | SPACES-EXT-T | Cisco Spaces Extend Term License for Cisco DNA Advantage | 400 | Each | Local | ZAR | 1 |  | 0 | 0 | 0
| 1842 | SPACES-EXT-5Y | Cisco Spaces Extend for Cisco DNA Advantage | 400 | Each | Local | ZAR | 1 |  | 0 | 0 | 0
| 1843 | SW9120AX-CAPWAP-K9 | Capwap software for Catalyst 9120AX | 400 | Each | Local | ZAR | 1 |  | 0 | 0 | 0
| 1844 | AIR-AP-BRACKET-1 | 802.11 AP Low Profile Mounting Bracket (Default) | 400 | Each | Local | ZAR | 1 |  | 0 | 0 | 0
| 1845 | AIR-AP-T-RAIL-R | Ceiling Grid Clip for APs & Cellular Gateways-Recessed | 400 | Each | Local | ZAR | 1 |  | 0 | 0 | 0
| 1846 | AIR-DNA-NWSTACK-A | Wireless DNA Perpetual Network Stack - Advantage | 400 | Each | Local | ZAR | 1 |  | 0 | 0 | 0
| 1847 | NETWORK-PNP-LIC | Network Plug-n-Play Connect for zero-touch device deployment | 400 | Each | Local | ZAR | 1 |  | 0 | 0 | 0
| 1848 | C9120AXI-SINGLE | SINGLE PACK OPTION | 400 | Each | Local | ZAR | 1 |  | 0 | 0 | 0
| 1849 | C9120-OVER | C9120AX OVERPACK OPTION | 400 | Each | Local | ZAR | 1 |  | 0 | 0 | 0
| 1850 | C9124AXI-E | Wi-Fi 6 Outdoor AP, Internal Ant, -E Regulatory Domain | 200 | Each | Local | ZAR | 1 |  | 0 | 0 | 0
| 1851 | CON-SSSNT-C9124AXE | SOLN SUPP 8X5XNBD Wi-Fi 6 Outdoor AP, Internal Ant, -E Reg | 200 | Each | Local | ZAR | 1 |  | 0 | 0 | 0
| 1852 | NETWORK-PNP-LIC | Network Plug-n-Play Connect for zero-touch device deployment | 200 | Each | Local | ZAR | 1 |  | 0 | 0 | 0
| 1853 | SPACES-EXT-T | Cisco Spaces Extend Term License for Cisco DNA Advantage | 200 | Each | Local | ZAR | 1 |  | 0 | 0 | 0
| 1854 | SPACES-EXT-5Y | Cisco Spaces Extend for Cisco DNA Advantage | 200 | Each | Local | ZAR | 1 |  | 0 | 0 | 0
| 1855 | AIR-DNA-A-T | Wireless Cisco DNA On-Prem Advantage, Term, Tracker Lic | 200 | Each | Local | ZAR | 1 |  | 0 | 0 | 0
| 1856 | AIR-DNA-A-T-5Y | Wireless Cisco DNA On-Prem Advantage, 5Y Term, Tracker Lic | 200 | Each | Local | ZAR | 1 |  | 0 | 0 | 0
| 1857 | AIR-DNA-NWSTACK-A | Wireless DNA Perpetual Network Stack - Advantage | 200 | Each | Local | ZAR | 1 |  | 0 | 0 | 0
| 1858 | CDNA-A-C9124 | Wireless Cisco DNA On-Prem Advantage, 9124 Tracking | 200 | Each | Local | ZAR | 1 |  | 0 | 0 | 0
| 1859 | DNA-A-5Y-C9124 | C9124AX Cisco DNA On-Prem Advantage,5Y Term,Trk Lic | 200 | Each | Local | ZAR | 1 |  | 0 | 0 | 0
| 1860 | AIR-AP-NO-BRACKET | AP Bracket not shipped | 200 | Each | Local | ZAR | 1 |  | 0 | 0 | 0
| 1861 | SW9124AX-CAPWAP-K9 | Capwap software for Catalyst 9124AX | 200 | Each | Local | ZAR | 1 |  | 0 | 0 | 0
| 1862 | AIR-DNA-A | Wireless Cisco DNA On-Prem Advantage, Term Lic | 200 | Each | Local | ZAR | 1 |  | 0 | 0 | 0
| 1863 | CON-SSTCM-AIRDNAA | SOLN SUPP SW SUBAironet CISCO DNA Ad | 200 | Each | Local | ZAR | 1 |  | 0 | 0 | 0
| 1864 | AIR-DNA-A-5Y | Wireless Cisco DNA On-Prem Advantage, 5Y Term Lic | 200 | Each | Local | ZAR | 1 |  | 0 | 0 | 0
| 1865 | C9800-L-F-K9 | Cisco Catalyst 9800-L Wireless Controller_Fiber Uplink | 14 | Each | Local | ZAR | 1 |  | 0 | 0 | 0
| 1866 | CON-L1NCD-C9800LFL | CX LEVEL 1 8X7NCDCisco Catalyst 9800L Wireless Controlle | 14 | Each | Local | ZAR | 1 |  | 0 | 0 | 0
| 1867 | SC9800LK9-179 | Cisco Catalyst 9800-L Wireless Controller | 14 | Each | Local | ZAR | 1 |  | 0 | 0 | 0
| 1868 | C9800L-RMNT | C9800 Wireless Controller Rack Mount Tray | 14 | Each | Local | ZAR | 1 |  | 0 | 0 | 0
| 1869 | C9800-AC-110W | Cisco Catalyst 9800 L Wireless Controller Power Supply | 14 | Each | Local | ZAR | 1 |  | 0 | 0 | 0
| 1870 | CAB-AC-C5-SAF | AC Power Cord, Type C5, South Africa | 14 | Each | Local | ZAR | 1 |  | 0 | 0 | 0
| 1871 | NETWORK-PNP-LIC | Network Plug-n-Play Connect for zero-touch device deployment | 14 | Each | Local | ZAR | 1 |  | 0 | 0 | 0
| 1872 | CW9800M | Cisco Catalyst CW9800M Wireless Controller | 14 | Each | Local | ZAR | 1 |  | 0 | 0 | 0
| 1873 | CON-L1NCD-CW98M21A | CX LEVEL 1 8X7NCD Cisco Catalyst CW9800M Wireless Controll | 14 | Each | Local | ZAR | 1 |  | 0 | 0 | 0
| 1874 | SW-CW9800M-1714 | CW9800M Software IOS-XE 17.14 | 14 | Each | Local | ZAR | 1 |  | 0 | 0 | 0
| 1875 | PWR-CH1-750WACR | 750W AC Power Supply | 14 | Each | Local | ZAR | 1 |  | 0 | 0 | 0
| 1876 | CAB-C13-C14-2M | Power Cord Jumper, C13-C14 Connectors, 2 Meter Length | 14 | Each | Local | ZAR | 1 |  | 0 | 0 | 0
| 1877 | C9800-PWR-BLANK | Cisco 9800 Wireless Controller PS Blank | 14 | Each | Local | ZAR | 1 |  | 0 | 0 | 0
[10 empty] | Sub Total |  | 0
Consolidated pricing
[7 empty] | Category |  |  |  |  | ZAR Price
[7 empty] | DC- ACI |  |  |  |  | 0
[7 empty] | DC- Nexus Dashboard |  |  |  |  | 0
[7 empty] | DC- Switching |  |  |  |  | 0
[7 empty] | Core Routing |  |  |  |  | 0
[7 empty] | Security |  |  |  |  | 0
[7 empty] | Edge Routing |  |  |  |  | 0
[7 empty] | SFP's |  |  |  |  | 0
[7 empty] | Optical |  |  |  |  | 0
[7 empty] | Campus Access |  |  |  |  | 0
[7 empty] | Campus Core |  |  |  |  | 0
[7 empty] | Wireless |  |  |  |  | 0
|  |  | Grand Total |  |  |  | Grand Total |  |  |  |  | 0
TABLE 1: PRICING ASSUMPTIONS (INCLUDE ANY PRICING ASSUMPTIONS USED TO DETERMINE THE PRICES). PROVIDE PRICING ADJUSTMENT FORMULAS TO BE USED, CLEARLY REFERENCE THE IMPACTED ITEM NUMBERS

## Currency
VENDOR NAME
EXCHANGE RATES FOR MULTIPLE CURRENCIES
NOTES:
1 | The table below needs to be completed if the Employer will be exposed to any currency fluctuation as stipulated in Secondary Clause X3. For conversion of the foreign portions to Rand, please use the South African Reserve Bank's (SARB) exchange rate at 12:00 on the day of advertisement of the bid. This is in terms of the Preferential Procurement Policy Framework Act (PPPFA) with which the Employer has to comply. NB: Tenderers must submit proof of the SARB rate(s) of exchange used
2 | The following URL (electronic route) is to be followed to access the relevant SARB rates on their web pages:
www.resbank.co.za
- Select Research - Then select Rates - Click on "Select historical exchange rates and other interest rates" - Clicking on the exchange rate in the following page opens the daily rates per currency and SA Rand
3 | The Employer deals only in the currencies listed below unless other currencies are specifically approved for this tender. Kindly notify the Employer of any currency that the tenderer intends to use, but is not stipulated in the table, to consider sanctioning such currency. Sufficient time must be allowed for the assessment and to respond to such request. The onus is on the tenderer to submit a bid with approved currencies
4 | The format in which the exchange rate must be inserted in the table is: 1 (One) Foreign Currency = R Amount (i.e. the Rand amount for one of each foreign currency applicable). Exchange rates must be rounded to 4 decimals NB : Only the USD/ZAR, GBP/ZAR and EUR/ZAR are published in this way on the SARB web pages above. The Rand rate with the other currencies must be inverted (1/Foreign Currency Rate) in order to list it in the required format in the table below
5 | All information in the table below must conform with all other equivalent information in the offer.
Payment in terms of Payment Method 2 is considered as a "foreign payment" although it will be effected in South African Rand. However, amounts for "F.O.R. Price-Goods supplied from Imported Items", are NOT considered as "foreign payments"
If more than one payment method apply for a currency, the Tenderer must request an additional row be inserted in the table in order to split the values and identify the relevant method.
MULTIPLE CURRENCIES
| No | Currency Description | Code | Exchange Rate Currency 1,00 = | Date Published | Source
| 1 | Australian Dollar | AUD
| 2 | Canadian Dollar | CAN
| 3 | Swiss Franc | CHF
| 4 | Danish Krone | DKK
| 5 | European Currency | EUR
| 6 | British Pound | GBP
| 7 | Hong Kong Dollar | HKD
| 8 | Japanese Yen | JPY
| 9 | Norwegian Krone | NOK
| 10 | New Zealand Dollar | NZD
| 11 | Swedish Krone | SEK
| 12 | Singapore Dollar | SGD
| 13 | United States Dollar | USD
| 14 | South African Rand | ZAR | 1