## Note to Bidders
ESKOM HOLDINGS SOC LTD
NOTE TO BIDDERS
Tender Enquiry No: E2979GXPOU - Supply and delivery of various valves and valve components for Peaking Power Stations
📋 IMPORTANT INFORMATION FOR BIDDERS
1 | The material number is the primary reference for each item and must be used in all responses.
2 | Bidders are not required to quote on all items and may submit partial offers.
3 | Where applicable, bidders may propose equivalent items, which must be clearly indicated in the designated columns.
4 | The NEC document aligns with this pricing schedule; however, material numbers shall take precedence for identification purposes.
5 | All supporting technical documentation (including datasheets) must be submitted for items quoted.
📌 NOTE: Please ensure all Item Numbers, Material Codes, Quantities and Units of Measure are verified against the NEC Schedule and ITT documents before submission.
📑 DOCUMENT STRUCTURE
Sheet 1: | Note to Bidders | (This page)
Sheet 2: | Price Schedule C2.2 - Valves | (Main pricing schedule - complete all yellow fields)
Sheet 3: | Detail Descriptions C2.2 | (Detailed item descriptions for reference)
Sheet 4: | Foreign Currency Schedule | (Complete ONLY if quoting foreign currency components)

## Price Schedule C2.2 - Valves
ESKOM HOLDINGS SOC LTD
PRICE SCHEDULE - SUPPLIER QUOTATION FORM
QUOTE SUMMARY
SUPPLIER INFORMATION | [7 empty] | TENDER VALIDITY |  |  | Total Line Items: | 734
Company Name: |  |  |  | Contact Person: |  |  |  | Tender Closing Date: |  |  | Items Quoted (ZAR price): | 0
Email: |  |  |  | Phone: |  |  |  | Quote Validity Period: | 180 days from Tender Closing Date |  | Equivalent Items Offered: | 0
Quote Reference: |  |  |  | Quote Date: |  |  |  | Quote Valid Until: | (Auto-calculates when closing date entered) |  | Obsolete - Alt Offered: | 0
Tender Enquiry No: | E2979GXPOU |  |  | Description: | The supply and delivery of various valves and valve components on an "as and when" required basis for all Peaking Power Stations for a period of five (5) years | [5 empty] | Cannot Supply: | 0
⚠️ INSTRUCTIONS: Complete YELLOW fields only. ¦ Column G: Select status (Original/Equivalent/Obsolete - Alternative Offered/Cannot Supply) ¦ Column J: Enter Unit Price in ZAR ¦ Column L: Enter Lead Time in days ¦ Column M: Select Yes/No for Datasheet Submitted ¦ Column N: Add any supplier notes. ¦ For foreign currency items, also complete the 'Foreign Currency Schedule' sheet. | [10 empty] | Datasheets Submitted: | 0
📌 NOTE: If quoting foreign currency components, you MUST complete the 'Foreign Currency Schedule' sheet. Refer to ITT Annexure F - importers cannot claim profit on foreign goods/services.
Item Number | Material | Short Text | Quantity Requested | Unit of Measure | Plant | Equivalent/Obsolete Status | Equivalent Item | Deviations | Unit Price (ZAR) | Total Price (ZAR) | Lead Time (Days) | Datasheet Submitted | Supplier Notes
1 | 0023834 | VALVE SLND:35 MM;2 WAY;125 VDC;NPT;SS | 10 | EA | Acacia Gas Turbine
2 | 0023886 | VALVE BTRFLY:WAFER;150 MM;FLANGE;STL;AIR | 10 | EA | Port Rex Power Station
3 | 0023887 | VALVE BTRFLY:WAFER;150 MM;FLANGE;STL;AIR | 10 | EA | Port Rex Power Station
4 | 0023899 | VALVE:CONTROL | 10 | EA | Port Rex Power Station
5 | 0023900 | ASSY:AIR RELEASE VALVE FILTER;42 IN | 10 | EA | Acacia Gas Turbine
6 | 0023905 | VALVE SLND:25 MM;2 WAY;110 VAC; 120 VDC | 10 | EA | Port Rex Power Station
7 | 0023909 | VALVE:TEMPERATURE CONTROL;40 MM;150 BAR | 10 | EA | Acacia Gas Turbine
8 | 0041833 | VALVE:COMPRESSOR;175 MM;PRESSURE;STL | 10 | EA | Ingula Pump Storage
9 | 0043039 | HEAD CYL:1ST STG VALVE | 10 | EA | Palmiet Pumped Storage
10 | 0043262 | VALVE:SUCTION;144 MM;COMPRESSION;SS | 10 | EA | Drakensberg Pumped Storage
11 | 0043264 | VALVE:SUCTION;104 MM;COMPRESSION;SS | 10 | EA | Drakensberg Pumped Storage
12 | 0043264 | VALVE:SUCTION;104 MM;COMPRESSION;SS | 10 | EA | Drakensberg Pumped Storage
13 | 0043264 | VALVE:SUCTION;104 MM;COMPRESSION;SS | 10 | EA | Drakensberg Pumped Storage
14 | 0043265 | VALVE:DISCHARGE;164 MM;COMPRESSION;SS | 10 | EA | Drakensberg Pumped Storage
15 | 0062308 | VALVE RELF:24 X 12 MM;14.5 KGF/CM;BRS | 10 | EA | Palmiet Pumped Storage
16 | 0062309 | VALVE SLND:1/4 IN;3 WAY;220 VDC;35;FNPT | 10 | EA | Palmiet Pumped Storage
17 | 0062311 | VALVE SLND:3/8 IN;2 WAY;220 VDC;0.7/14 | 5 | EA | Palmiet Pumped Storage
18 | 0062312 | VALVE SLND:10 MM;4/2 WAY;250 VAC;315 BAR | 10 | EA | Palmiet Pumped Storage
19 | 0062413 | VALVE SLND:12 MM;4 WAY;240 - 250 VDC;BRS | 10 | EA | Drakensberg Pumped Storage
20 | 0062540 | VALVE SLND:220 V | 10 | EA | Ingula Pump Storage
21 | 0062654 | VALVE GATE:200 MM;SOLID WEDGE;FLANGE;CI | 10 | EA | Vanderkloof Hydro Station
22 | 0062790 | VALVE SLND:8 MM;2 WAY;120 VAC;150 LB;STL | 10 | EA | Port Rex Power Station
23 | 0062793 | VALVE SLND:100 MM;2 WAY;110/120 VAC;2.5 | 10 | EA | Vanderkloof Hydro Station
24 | 0063152 | VALVE GATE:3/4 IN;SOLID WEDGE;FLANGE;BRS | 10 | EA | Drakensberg Pumped Storage
25 | 0063348 | VALVE BALL:3/4 IN;1000 KPA;FEMALE THD | 10 | EA | Drakensberg Pumped Storage
26 | 0063385 | SEAT:DISC SAFETY VALVE;SQ 0.514 IN | 10 | EA | Ingula Pump Storage
27 | 0065786 | VALVE GATE:250 MM;FLANGE;250 MM;STL;16 | 10 | EA | Drakensberg Pumped Storage
28 | 0065917 | VALVE RELF:45 X 40 MM;70 BAR;NPT X FNPT | 6 | EA | Drakensberg Pumped Storage
29 | 0065928 | BALL VLV:16 MM;STL | 50 | EA | Ingula Pump Storage
30 | 0066072 | VALVE CHECK:PISTON;25 MM;NPT;SS;THD CAP | 10 | EA | Drakensberg Pumped Storage
31 | 0066074 | VALVE BALL:16 MM;100 BAR;-200 TO 200;STL | 10 | EA | Drakensberg Pumped Storage
32 | 0066205 | VALVE RELF:60 BAR;MB8-222-2450C60B | 10 | EA | Drakensberg Pumped Storage
33 | 0066232 | VALVE DIAPH:15 MM;FNPT;CI;RUBBER GR Q | 20 | EA | Drakensberg Pumped Storage
34 | 0066529 | VALVE CHECK:SWING;400 MM;16 BAR;FLANGE | 10 | EA | Drakensberg Pumped Storage
35 | 0066535 | VALVE BALL:1/2 IN;40 LB;25 DEG C;FNPT;SS | 10 | EA | Drakensberg Pumped Storage
36 | 0068148 | VALVE RELF:50 MM;35 KPA;THD;STL;BRS;2-20 | 10 | EA | Drakensberg Pumped Storage
37 | 0070478 | VALVE RELF:50 X 32 MM;600 KPA;-10 TO 14 | 10 | EA | Drakensberg Pumped Storage
38 | 0071418 | VALVE GATE:250 MM;SOLID WEDGE;10 BAR;325 | 5 | EA | Gariep Hydro Station
39 | 0072012 | VALVE BALL:50 MM;6 BAR;FLANGE;STL;LEVER | 10 | EA | Drakensberg Pumped Storage
40 | 0072040 | VALVE GATE:3 IN;SOLID WEDGE;FLANGE;STL | 8 | EA | Drakensberg Pumped Storage
41 | 0072046 | VALVE GATE:2-1/2 IN;FLANGE;CS;150 LB | 5 | EA | Drakensberg Pumped Storage
42 | 0072057 | VALVE GATE:100 MM;FLANGE;CS;150 LB | 10 | EA | Drakensberg Pumped Storage
43 | 0072058 | VALVE GATE:3/8 IN;SOLID WEDGE;FNPT;STL | 10 | EA | Drakensberg Pumped Storage
44 | 0072060 | VALVE GLB:10 MM;HANDWHEEL;FNPT;SS FORGED | 10 | EA | Drakensberg Pumped Storage
45 | 0072062 | VALVE GLB:1/2 IN;HANDWHEEL;FLANGE | 10 | EA | Drakensberg Pumped Storage
46 | 0072645 | VALVE:HYDRAULIC;3/4 IN | 10 | EA | Ingula Pump Storage
47 | 0073053 | VALVE BTRFLY:WAFER;75 MM;740 LB;FLANGE | 10 | EA | Drakensberg Pumped Storage
48 | 0074427 | SEAL RNG:VALVE END;ID 58 MM;OD 62 MM | 10 | EA | Port Rex Power Station
49 | 0074956 | VALVE BALL:1-1/2 IN;600 LB;BSP;CS;MANUAL | 10 | EA | Ankerlig 1 Gas Turbine
50 | 0077118 | VALVE RELF:1/4 IN;60 LB;NPT;BRS | 10 | EA | Drakensberg Pumped Storage
51 | 0077124 | VALVE:DISCHARGE;27 MM;COMPRESSION;STL | 10 | EA | Drakensberg Pumped Storage
52 | 0077134 | VALVE RELF:1/4 IN;1300 LB;NPT;BRS | 10 | EA | Drakensberg Pumped Storage
53 | 0077142 | VALVE RELF:1/4 IN;1300 LB;NPT;BRS | 10 | EA | Drakensberg Pumped Storage
54 | 0077155 | VALVE SLND:10 MM;5 WAY;220 VAC;315 BAR | 10 | EA | Drakensberg Pumped Storage
55 | 0077157 | VALVE:EXHAUST;15 MM;THD FEMALE;PRESSURE | 10 | EA | Drakensberg Pumped Storage
56 | 0077165 | VALVE BALL:25 MM;315 LB;FNPT;STL;LEVER | 10 | EA | Drakensberg Pumped Storage
57 | 0077169 | VALVE GATE:100 MM;SOLID WEDGE;FLANGE;STL | 10 | EA | Drakensberg Pumped Storage
58 | 0077200 | VALVE:SUCTION;167 MM;COMPRESSION;STL | 50 | EA | Drakensberg Pumped Storage
59 | 0077201 | VALVE:DISCHARGE;145 MM;COMPRESSION;STL | 10 | EA | Drakensberg Pumped Storage
60 | 0077202 | VALVE:DISCHARGE;103.7 MM;0-250 DEG C;STL | 50 | EA | Drakensberg Pumped Storage
61 | 0077203 | VALVE:DISCHARGE;104.4 MM;COMPRESSION;STL | 10 | EA | Drakensberg Pumped Storage
62 | 0077242 | VALVE ANGL:GLOBE;100 MM;600 LB;FLANGE | 10 | EA | Drakensberg Pumped Storage
63 | 0177857 | VALVE:CONTROL;38 MM;FLANGE;AIR;CS | 5 | EA | Palmiet Pumped Storage
64 | 0178035 | VALVE RELF:0523C | 10 | EA | Drakensberg Pumped Storage
65 | 0233792 | VALVE SLND:DN15;2 WAY;220 VDC;100 BAR;NO | 10 | EA | Ankerlig 1 Gas Turbine
66 | 0233792 | VALVE SLND:DN15;2 WAY;220 VDC;100 BAR;NO | 10 | EA | Gourikwa Gas Turbine
67 | 0233844 | VALVE CHECK:CI | 10 | EA | Ankerlig 1 Gas Turbine
68 | 0233844 | VALVE CHECK:CI | 10 | EA | Gourikwa Gas Turbine
69 | 0233849 | VALVE BALL:1 IN;40 BAR;BSP;SS;LEVER;SS | 10 | EA | Ankerlig 1 Gas Turbine
70 | 0233849 | VALVE BALL:1 IN;40 BAR;BSP;SS;LEVER;SS | 10 | EA | Gourikwa Gas Turbine
71 | 0233850 | VALVE:ISOLATING;NB 4;400 BAR;BSP;1.046 | 10 | EA | Ankerlig 1 Gas Turbine
72 | 0233850 | VALVE:ISOLATING;NB 4;400 BAR;BSP;1.046 | 10 | EA | Gourikwa Gas Turbine
73 | 0233851 | VALVE:BALANCE;3/8 IN;16 BAR;80-100 DEG C | 10 | EA | Ankerlig 1 Gas Turbine
74 | 0233851 | VALVE:BALANCE;3/8 IN;16 BAR;80-100 DEG C | 10 | EA | Gourikwa Gas Turbine
75 | 0233857 | VALVE BTRFLY:WAFER;150 MM;PN16;-10 TO 80 | 10 | EA | Ankerlig 1 Gas Turbine
76 | 0233857 | VALVE BTRFLY:WAFER;150 MM;PN16;-10 TO 80 | 10 | EA | Gourikwa Gas Turbine
77 | 0233859 | VALVE:THROTTLE;BOLTED;SCREW DOWN;STL;STL | 10 | EA | Ankerlig 1 Gas Turbine
78 | 0233871 | VALVE RELF:CAST IRON;210 BAR | 10 | EA | Ankerlig 1 Gas Turbine
79 | 0233871 | VALVE RELF:CAST IRON;210 BAR | 10 | EA | Gourikwa Gas Turbine
80 | 0233872 | VALVE RELF:CI | 10 | EA | Ankerlig 1 Gas Turbine
81 | 0233872 | VALVE RELF:CI | 10 | EA | Gourikwa Gas Turbine
82 | 0233891 | VALVE BALL:1/4 IN;65;THD;SS;LEVER;1 WAY | 10 | EA | Gourikwa Gas Turbine
83 | 0233891 | VALVE BALL:1/4 IN;65;THD;SS;LEVER;1 WAY | 10 | EA | Ankerlig 1 Gas Turbine
84 | 0233892 | VALVE BALL:1/2 IN;65 BAR;THD;SS;LEVER;SS | 10 | EA | Ankerlig 1 Gas Turbine
85 | 0233892 | VALVE BALL:1/2 IN;65 BAR;THD;SS;LEVER;SS | 10 | EA | Gourikwa Gas Turbine
86 | 0233893 | VALVE BALL:3/4 IN;40;THD;SS;LEVER;1 WAY | 10 | EA | Ankerlig 1 Gas Turbine
87 | 0233893 | VALVE BALL:3/4 IN;40;THD;SS;LEVER;1 WAY | 10 | EA | Gourikwa Gas Turbine
88 | 0233895 | VALVE RELF:3/4 X 1/2 IN;10 BAR;BSP;BRS | 10 | EA | Ankerlig 1 Gas Turbine
89 | 0233895 | VALVE RELF:3/4 X 1/2 IN;10 BAR;BSP;BRS | 10 | EA | Gourikwa Gas Turbine
90 | 0233896 | VALVE:THROTTLE;KEY LOCK;STL | 10 | EA | Ankerlig 1 Gas Turbine
91 | 0233896 | VALVE:THROTTLE;KEY LOCK;STL | 10 | EA | Gourikwa Gas Turbine
92 | 0233898 | VALVE BALL:2 IN;40 BAR;THD;SS;LEVER;SS | 10 | EA | Ankerlig 1 Gas Turbine
93 | 0233898 | VALVE BALL:2 IN;40 BAR;THD;SS;LEVER;SS | 10 | EA | Gourikwa Gas Turbine
94 | 0233901 | VALVE CHECK:NON RETURN;150 MM;10-40 BAR | 10 | EA | Ankerlig 1 Gas Turbine
95 | 0233901 | VALVE CHECK:NON RETURN;150 MM;10-40 BAR | 10 | EA | Gourikwa Gas Turbine
96 | 0235772 | VALVE:ISOLATING GAUGE;NB 4;PN400;MANUAL | 10 | EA | Ankerlig 1 Gas Turbine
97 | 0235772 | VALVE:ISOLATING GAUGE;NB 4;PN400;MANUAL | 10 | EA | Gourikwa Gas Turbine
98 | 0235774 | VALVE:ISOLATING;1 IN;PN40;THD 30 MM;STL | 5 | EA | Ankerlig 1 Gas Turbine
99 | 0235781 | VALVE CHECK:80;PN16;BRZ;SPRING;1 WAY;SS | 10 | EA | Ankerlig 1 Gas Turbine
100 | 0235781 | VALVE CHECK:80;PN16;BRZ;SPRING;1 WAY;SS | 10 | EA | Gourikwa Gas Turbine
101 | 0235783 | VALVE RELF:3/4 IN;130 DEG C;FEMALE THD | 10 | EA | Ankerlig 1 Gas Turbine
102 | 0235783 | VALVE RELF:3/4 IN;130 DEG C;FEMALE THD | 10 | EA | Gourikwa Gas Turbine
103 | 0238889 | VALVE:GAGE ISOLATING;4 MM;PN400;MANUAL | 5 | EA | Ankerlig 1 Gas Turbine
104 | 0238889 | VALVE:GAGE ISOLATING;4 MM;PN400;MANUAL | 5 | EA | Gourikwa Gas Turbine
105 | 0239052 | VALVE BALL:1/2 IN;16 BAR;THD FEMALE;SS | 5 | EA | Ankerlig 1 Gas Turbine
106 | 0239052 | VALVE BALL:1/2 IN;16 BAR;THD FEMALE;SS | 5 | EA | Gourikwa Gas Turbine
107 | 0239053 | VALVE RELF:1 IN;5.6 BAR;THD;CI;PRESSURE | 10 | EA | Ankerlig 1 Gas Turbine
108 | 0239053 | VALVE RELF:1 IN;5.6 BAR;THD;CI;PRESSURE | 10 | EA | Gourikwa Gas Turbine
109 | 0239054 | VALVE RELF:1 IN;6 BAR;THD;CI;PRESSURE | 10 | EA | Ankerlig 1 Gas Turbine
110 | 0239054 | VALVE RELF:1 IN;6 BAR;THD;CI;PRESSURE | 10 | EA | Gourikwa Gas Turbine
111 | 0239062 | VALVE BALL:150 MM;FLANGE;STL;1 WAY | 5 | EA | Ankerlig 1 Gas Turbine
112 | 0239649 | VALVE BALL:1/2 IN;16;-20 TO 130 DEG C;50 | 10 | EA | Ankerlig 1 Gas Turbine
113 | 0239649 | VALVE BALL:1/2 IN;16;-20 TO 130 DEG C;50 | 10 | EA | Gourikwa Gas Turbine
114 | 0239669 | VALVE SLND:DN15;2/2 WAY;24 VDC;0-40 BAR | 5 | EA | Ankerlig 1 Gas Turbine
115 | 0239669 | VALVE SLND:DN15;2/2 WAY;24 VDC;0-40 BAR | 10 | EA | Gourikwa Gas Turbine
116 | 0239684 | VALVE RELF:1 IN;10 BAR;THD;BRS;BRASS;25 | 10 | EA | Gourikwa Gas Turbine
117 | 0239684 | VALVE RELF:1 IN;10 BAR;THD;BRS;BRASS;25 | 10 | EA | Ankerlig 1 Gas Turbine
118 | 0239791 | VALVE RELF:DN 32, 140 MM;22 BAR;SS;SS | 10 | EA | Ankerlig 1 Gas Turbine
119 | 0239791 | VALVE RELF:DN 32, 140 MM;22 BAR;SS;SS | 10 | EA | Gourikwa Gas Turbine
120 | 0239795 | VALVE CHECK:NON RETURN;150 MM;PN40;SS;SS | 10 | EA | Ankerlig 1 Gas Turbine
121 | 0239795 | VALVE CHECK:NON RETURN;150 MM;PN40;SS;SS | 10 | EA | Gourikwa Gas Turbine
122 | 0250048 | VALVE CHECK:CENTRIFUGES | 10 | EA | Ankerlig 1 Gas Turbine
123 | 0250048 | VALVE CHECK:CENTRIFUGES | 10 | EA | Gourikwa Gas Turbine
124 | 0250049 | VALVE CHECK:CENTRIFUGES | 10 | EA | Ankerlig 1 Gas Turbine
125 | 0250049 | VALVE CHECK:CENTRIFUGES | 10 | EA | Gourikwa Gas Turbine
126 | 0250052 | VALVE SLND:3/4 X 1 IN;4/2 WAY;24 VDC;17 | 10 | EA | Ankerlig 1 Gas Turbine
127 | 0250052 | VALVE SLND:3/4 X 1 IN;4/2 WAY;24 VDC;17 | 10 | EA | Gourikwa Gas Turbine
128 | 0250052 | VALVE SLND:3/4 X 1 IN;4/2 WAY;24 VDC;17 | 15 | EA | Gourikwa Gas Turbine
129 | 0256828 | VALVE:LIQUID FUEL METERING;193.5 MM2;345 | 5 | EA | Acacia Gas Turbine
130 | 0256828 | VALVE:LIQUID FUEL METERING;193.5 MM2;345 | 5 | EA | Port Rex Power Station
131 | 0257026 | VALVE BALL:40 MM;100;-10 TO 200 DEG C | 10 | EA | Ankerlig 1 Gas Turbine
132 | 0257026 | VALVE BALL:40 MM;100;-10 TO 200 DEG C | 10 | EA | Gourikwa Gas Turbine
133 | 0257160 | VALVE BALL:40 MM;100;-70 TO 300 DEG C;SS | 5 | EA | Ankerlig 1 Gas Turbine
134 | 0401291 | VALVE BALL:3/4 IN;HANDLE;STOP | 5 | EA | Drakensberg Pumped Storage
135 | 0403617 | VALVE RELF:LATCO PRESSURE CONTROL;400 | 5 | EA | Drakensberg Pumped Storage
136 | 0502387 | VALVE:COMPRESSOR 3RD STAGE;AUTOMATIC;STL | 5 | EA | Drakensberg Pumped Storage
137 | 0502388 | VALVE:COMPRESSOR 2ND STAGE;AUTOMATIC;STL | 5 | EA | Drakensberg Pumped Storage
138 | 0502396 | VALVE:1ST STAGE;164MM X 85 IN;0-250;STL | 5 | EA | Drakensberg Pumped Storage
139 | 0553121 | VALVE SLND:1/2 IN;220 VDC;0-100 BAR;COIL | 20 | EA | Ankerlig 1 Gas Turbine
140 | 0553121 | VALVE SLND:1/2 IN;220 VDC;0-100 BAR;COIL | 20 | EA | Gourikwa Gas Turbine
141 | 0553122 | VALVE:SOLENOID COAXIAL;G10/0;40 BAR;BRS | 20 | EA | Ankerlig 1 Gas Turbine
142 | 0553122 | VALVE:SOLENOID COAXIAL;G10/0;40 BAR;BRS | 20 | EA | Gourikwa Gas Turbine
143 | 0553123 | VALVE:SOLONOID COAXIAL;PN40;0-40 BAR;BRS | 20 | EA | Ankerlig 1 Gas Turbine
144 | 0553123 | VALVE:SOLONOID COAXIAL;PN40;0-40 BAR;BRS | 20 | EA | Gourikwa Gas Turbine
145 | 0553124 | VALVE:SOLONOID COAXIAL;PN40;0-40 BAR;BRS | 20 | EA | Ankerlig 1 Gas Turbine
146 | 0553124 | VALVE:SOLONOID COAXIAL;PN40;0-40 BAR;BRS | 20 | EA | Gourikwa Gas Turbine
147 | 0553125 | VALVE:SOLONOID COAXIAL;NB8 MM;0-150 BAR | 20 | EA | Ankerlig 1 Gas Turbine
148 | 0553125 | VALVE:SOLONOID COAXIAL;NB8 MM;0-150 BAR | 20 | EA | Gourikwa Gas Turbine
149 | 0553126 | VALVE:COAXIAL SOLENOID;G11/4; 38 MM;BRS | 20 | EA | Ankerlig 1 Gas Turbine
150 | 0553126 | VALVE:COAXIAL SOLENOID;G11/4; 38 MM;BRS | 20 | EA | Gourikwa Gas Turbine
151 | 0553127 | VALVE:SOLENOID COAXIAL;PN100;0-100 BAR | 20 | EA | Ankerlig 1 Gas Turbine
152 | 0553127 | VALVE:SOLENOID COAXIAL;PN100;0-100 BAR | 20 | EA | Gourikwa Gas Turbine
153 | 0553128 | VALVE:SOLONOID COAXIAL;G1/2;0-100 BAR | 20 | EA | Ankerlig 1 Gas Turbine
154 | 0553128 | VALVE:SOLONOID COAXIAL;G1/2;0-100 BAR | 20 | EA | Gourikwa Gas Turbine
155 | 0553129 | VALVE:INLINE SOLENOID;G1/2 IN-BSPP;184 | 20 | EA | Ankerlig 1 Gas Turbine
156 | 0553129 | VALVE:INLINE SOLENOID;G1/2 IN-BSPP;184 | 20 | EA | Gourikwa Gas Turbine
157 | 0585702 | VALVE SLND:G3/8 IN;2/2 WAY;220 VDC;0-150 | 10 | EA | Gourikwa Gas Turbine
158 | 0585702 | VALVE SLND:G3/8 IN;2/2 WAY;220 VDC;0-150 | 10 | EA | Ankerlig 1 Gas Turbine
159 | 0588761 | VALVE BTRFLY:SWIVEL;400 MM;6 BAR;270;310 | 10 | EA | Ankerlig 1 Gas Turbine
160 | 0588761 | VALVE BTRFLY:SWIVEL;400 MM;6 BAR;270;310 | 10 | EA | Gourikwa Gas Turbine
161 | 0589427 | VALVE RELF:3/4 IN;420 KPA;70 DEG C;BRS | 20 | EA | Acacia Gas Turbine
162 | 0589427 | VALVE RELF:3/4 IN;420 KPA;70 DEG C;BRS | 20 | EA | Port Rex Power Station
163 | 0593549 | VALVE BTRFLY:SWIVEL;400 MM;6 BAR;270;310 | 10 | EA | Gourikwa Gas Turbine
164 | 0593549 | VALVE BTRFLY:SWIVEL;400 MM;6 BAR;270;310 | 10 | EA | Ankerlig 1 Gas Turbine
165 | 0593550 | VALVE BTRFLY:SWIVEL;400 MM;6 BAR;270;310 | 10 | EA | Ankerlig 1 Gas Turbine
166 | 0593550 | VALVE BTRFLY:SWIVEL;400 MM;6 BAR;270;310 | 10 | EA | Gourikwa Gas Turbine
167 | 0593794 | KIT:SEAL;CHANGE OVER VALVE HDD 91 | 10 | EA | Gourikwa Gas Turbine
168 | 0593794 | KIT:SEAL;CHANGE OVER VALVE HDD 91 | 10 | EA | Ankerlig 1 Gas Turbine
169 | 0593797 | KIT:SEAL;CHANGE OVER VALVE HDD 170 | 10 | EA | Gourikwa Gas Turbine
170 | 0593797 | KIT:SEAL;CHANGE OVER VALVE HDD 170 | 10 | EA | Ankerlig 1 Gas Turbine
171 | 0607158 | VALVE BALL:40 MM;100 BAR;-10 TO 200;STL | 10 | EA | Ankerlig 1 Gas Turbine
172 | 0607158 | VALVE BALL:40 MM;100 BAR;-10 TO 200;STL | 10 | EA | Gourikwa Gas Turbine
173 | 0612657 | VALVE BALL:DN 40;PN100;-10 TO 200 DEG C | 10 | EA | Ankerlig 1 Gas Turbine
174 | 0612657 | VALVE BALL:DN 40;PN100;-10 TO 200 DEG C | 10 | EA | Gourikwa Gas Turbine
175 | 0613732 | VALVE:SOL;15 MM;MAX 160 DEG C;130 MM;SS | 10 | EA | Ankerlig 1 Gas Turbine
176 | 0613732 | VALVE:SOL;15 MM;MAX 160 DEG C;130 MM;SS | 10 | EA | Gourikwa Gas Turbine
177 | 0613733 | VALVE:SOL;15 MM;MAX 160 DEG C;130 MM;SS | 10 | EA | Ankerlig 1 Gas Turbine
178 | 0613733 | VALVE:SOL;15 MM;MAX 160 DEG C;130 MM;SS | 10 | EA | Gourikwa Gas Turbine
179 | 0613741 | VALVE:A2A50005975;NON RETURN,WAFER;54 MM | 5 | EA | Ankerlig 1 Gas Turbine
180 | 0613741 | VALVE:A2A50005975;NON RETURN,WAFER;54 MM | 5 | EA | Gourikwa Gas Turbine
181 | 0619974 | VALVE RELF:BK033;1/2 IN;1.5 MPA;120;STL | 20 | EA | Ingula Pump Storage
182 | 0619983 | VALVE BALL:50 MM;10 KPA;JIS10K;FLANGED | 5 | EA | Ingula Pump Storage
183 | 0620183 | VALVE GLB:1/2 IN;2.0 MPA;<100 DEG C;150 | 5 | EA | Ingula Pump Storage
184 | 0620391 | VALVE GATE:250 MM;ISOLATING;2-2.8 MPA;SS | 5 | EA | Ingula Pump Storage
185 | 0620405 | VALVE BALL:200 MM;JIS 10 K;10 K;FLANGE | 5 | EA | Ingula Pump Storage
186 | 0620407 | VALVE GLB:50 MM;200 MM;HANDWHEEL;FLANGE | 5 | EA | Ingula Pump Storage
187 | 0620408 | VALVE GLB:2 IN;200 MM;HANDWHEEL;FLANGE | 5 | EA | Ingula Pump Storage
188 | 0621484 | VALVE BTRFLY:LUG WAFER;150 MM;PN16;0-120 | 10 | EA | Sere Wind Farm
189 | 0621637 | SET:STOP VALVE | 10 | EA | Gourikwa Gas Turbine
190 | 0622490 | VALVE SLND:DN25;1/2;220 V;PN40;FLANGE | 10 | EA | Gourikwa Gas Turbine
191 | 0622490 | VALVE SLND:DN25;1/2;220 V;PN40;FLANGE | 10 | EA | Ankerlig 1 Gas Turbine
192 | 0622492 | VALVE SLND:DN25;2/2;230 V;PN40;FLANGE | 10 | EA | Gourikwa Gas Turbine
193 | 0622492 | VALVE SLND:DN25;2/2;230 V;PN40;FLANGE | 10 | EA | Ankerlig 1 Gas Turbine
194 | 0622742 | VALVE:FUEL OIL TRANSFER;G1/2 IN;PN100 | 10 | EA | Gourikwa Gas Turbine
195 | 0622743 | VALVE:FUEL OIL PREMIX;G1/2 IN;PN100;STL | 10 | EA | Gourikwa Gas Turbine
196 | 0626656 | VALVE CHECK:PG0031832800;HYDRAULIC;G1/2 | 10 | EA | Gourikwa Gas Turbine
197 | 0626656 | VALVE CHECK:PG0031832800;HYDRAULIC;G1/2 | 10 | EA | Ankerlig 1 Gas Turbine
198 | 0628662 | VALVE:4"707 SD;SAFETY;4 IN;53 BAR;538;PT | 10 | EA | Ingula Pump Storage
199 | 0628694 | VALVE BALL:50 MM;63 BAR;200 DEG C;SS;140 | 5 | EA | Ingula Pump Storage
200 | 0628697 | VALVE RELF:3/4 IN;47.2 BAR;-10 TO 100;10 | 5 | EA | Ingula Pump Storage
201 | 0637382 | VALVE:CONCENTRIC;OD 225 X THK 30 MM;380 | 30 | EA | Ingula Pump Storage
202 | 0637420 | VALVE BALL:DN 50;PN100;0-30 DEG C;FLANGE | 10 | EA | Ingula Pump Storage
203 | 0637421 | VALVE BALL:DN 100;PN100;-10 TO 50 DEG C | 10 | EA | Ingula Pump Storage
204 | 0637560 | VALVE RELF:1 IN;88 BAR;0-50 DEG C;SS;SS | 10 | EA | Ingula Pump Storage
205 | 0637562 | VALVE RELF:1/2 IN;3 BAR;0-20 DEG C;SS;SS | 5 | EA | Ingula Pump Storage
206 | 0638401 | VALVE BALL:1/2 IN;PN30;0-200 DEG C;SS;59 | 5 | EA | Ingula Pump Storage
207 | 0638405 | VALVE ANGL:SUPPLY;80 MM;50 BAR;300 DEG C | 10 | EA | Ingula Pump Storage
208 | 0640478 | VALVE GLB:2 IN;102 BAR;-29 TO 38 DEG C | 10 | EA | Drakensberg Pumped Storage
209 | 0640479 | VALVE BTRFLY:DRAIN WAFER;DN 32;PN25;33 | 40 | EA | Drakensberg Pumped Storage
210 | 0642473 | VALVE:DIRECTIONAL;8/4 MM;350 BAR;52;49 | 40 | EA | Ingula Pump Storage
211 | 0643634 | VALVE:CONTROL;6 IN;21 BAR;65 DEG C;235 | 10 | EA | Ankerlig 1 Gas Turbine
212 | 0643634 | VALVE:CONTROL;6 IN;21 BAR;65 DEG C;235 | 10 | EA | Gourikwa Gas Turbine
213 | 0777978 | VALVE SLND:MPZWIDC.124 (0065745.002);10 | 10 | EA | Drakensberg Pumped Storage
214 | 0643976 | VALVE BALL:DN 50;PN200;180 DEG C;THD;SS | 10 | EA | Ingula Pump Storage
215 | 0643977 | VALVE BALL:12 MM;PN500;180 DEG C;18L;SS | 10 | EA | Ingula Pump Storage
216 | 0643978 | VALVE BALL:1/2 IN;PN500;180 DEG C;THD;SS | 5 | EA | Ingula Pump Storage
217 | 0643979 | VALVE:SHUT OFF;DN 4;PN250;250 DEG C;105 | 10 | EA | Ingula Pump Storage
218 | 0644167 | VALVE:STOP;DN 50;16 BAR;120 DEG C;150 MM | 10 | EA | Ankerlig 1 Gas Turbine
219 | 0644167 | VALVE:STOP;DN 50;16 BAR;120 DEG C;150 MM | 10 | EA | Gourikwa Gas Turbine
220 | 0644168 | VALVE:STOP;DN 40;16 BAR;120 DEG C;140 MM | 10 | EA | Ankerlig 1 Gas Turbine
221 | 0644168 | VALVE:STOP;DN 40;16 BAR;120 DEG C;140 MM | 10 | EA | Gourikwa Gas Turbine
222 | 0644441 | VALVE:CONTROL;2 IN;21 BAR;65 DEG C;190 | 10 | EA | Ankerlig 1 Gas Turbine
223 | 0644441 | VALVE:CONTROL;2 IN;21 BAR;65 DEG C;190 | 10 | EA | Gourikwa Gas Turbine
224 | 0644442 | VALVE:CONTROL;3 IN;21 BAR;65 DEG C;155 | 10 | EA | Ankerlig 1 Gas Turbine
225 | 0644442 | VALVE:CONTROL;3 IN;21 BAR;65 DEG C;155 | 10 | EA | Gourikwa Gas Turbine
226 | 0644443 | VALVE:CONTROL;4 IN;21 BAR;65 DEG C;187 | 10 | EA | Ankerlig 1 Gas Turbine
227 | 0644443 | VALVE:CONTROL;4 IN;21 BAR;65 DEG C;187 | 10 | EA | Gourikwa Gas Turbine
228 | 0644949 | VALVE RELF:10 MM;65 BAR;-30 TO 80 DEG C | 10 | EA | Ingula Pump Storage
229 | 0644951 | VALVE RELF:30 MM;130 BAR;-30 TO 80 DEG C | 10 | EA | Ingula Pump Storage
230 | 0644953 | VALVE RELF:20 MM;100 BAR;-30 TO 80 DEG C | 5 | EA | Ingula Pump Storage
231 | 0647409 | VALVE SLND:6 X 4 MM;3/2 WAY;230 VAC;0-10 | 10 | EA | Ingula Pump Storage
232 | 0647831 | VALVE BALL:1 IN;69 BAR;50 DEG C;SS;88 MM | 10 | EA | Gourikwa Gas Turbine
233 | 0647831 | VALVE BALL:1 IN;69 BAR;50 DEG C;SS;88 MM | 10 | EA | Ankerlig 1 Gas Turbine
234 | 0647832 | VALVE BALL:1/2 IN;69 BAR;50 DEG C;SS;65 | 20 | EA | Gourikwa Gas Turbine
235 | 0647833 | VALVE BALL:3/4 IN;69;50 DEG C;SS;74 MM | 10 | EA | Gourikwa Gas Turbine
236 | 0647833 | VALVE BALL:3/4 IN;69;50 DEG C;SS;74 MM | 10 | EA | Ankerlig 1 Gas Turbine
237 | 0648284 | VALVE:EMERGENCY CLOSING;13 MM;350 BAR | 80 | EA | Ingula Pump Storage
238 | 0650143 | VALVE SLND:3/4 IN;24 VDC;3 BAR;BSP;BRS | 10 | EA | Ankerlig 1 Gas Turbine
239 | 0650143 | VALVE SLND:3/4 IN;24 VDC;3 BAR;BSP;BRS | 10 | EA | Gourikwa Gas Turbine
240 | 0654743 | VALVE BALL:1/2 IN;QUICK STOP | 10 | EA | Drakensberg Pumped Storage
241 | 0655228 | VALVE RELF:G1/2 IN;365 KPA;-10 TO 220;46 | 10 | EA | Ingula Pump Storage
242 | 0662552 | VALVE CHECK:NON RETURN;80 MM;PN40;50;BW | 10 | EA | Drakensberg Pumped Storage
243 | 0662572 | VALVE CHECK:NON RETURN;100 MM;PN25;55;BW | 10 | EA | Drakensberg Pumped Storage
244 | 0664392 | VALVE:PLUG;DN 150;PN64;0-100 DEG C;CS | 10 | EA | Palmiet Pumped Storage
245 | 0671840 | VALVE SLND:DN15;BLOCK;24 VDC;0.2-16 BAR | 10 | EA | Ankerlig 1 Gas Turbine
246 | 0671840 | VALVE SLND:DN15;BLOCK;24 VDC;0.2-16 BAR | 10 | EA | Gourikwa Gas Turbine
247 | 0671894 | VALVE:CHANGE OVER;1-1/2 IN;40-100 BAR | 10 | EA | Ankerlig 1 Gas Turbine
248 | 0671894 | VALVE:CHANGE OVER;1-1/2 IN;40-100 BAR | 10 | EA | Gourikwa Gas Turbine
249 | 0688401 | VALVE RELF:100 X 125 MM;25-2400 KPA G;CS | 10 | EA | Palmiet Pumped Storage
250 | 0688633 | VALVE:KNIFE GATE;450 MM;7 BAR;50 DEG C | 10 | EA | Gariep Hydro Station
251 | 0692543 | VALVE:033930;NON RETURN;20 MM;-10 TO 100 | 20 | EA | Ingula Pump Storage
252 | 0692898 | VALVE SLND:VS3P-4030-10G HMJ-X;1/2 IN;3 | 15 | EA | Ingula Pump Storage
253 | 0694573 | VALVE SLND:1 IN;1/1;24 VDC;10 BAR;FNPT | 20 | EA | Ingula Pump Storage
254 | 0696638 | VALVE BTRFLY:CENTERED DISC;3 IN;PN35;BW | 10 | EA | Drakensberg Pumped Storage
255 | 0708469 | VALVE:DELUGE;3 IN;21 BAR;65 DEG C;WAFER | 10 | EA | Ankerlig 1 Gas Turbine
256 | 0708469 | VALVE:DELUGE;3 IN;21 BAR;65 DEG C;WAFER | 10 | EA | Gourikwa Gas Turbine
257 | 0708473 | VALVE:DELUGE;4 IN;21 BAR;65 DEG C;WAFER | 10 | EA | Ankerlig 1 Gas Turbine
258 | 0708473 | VALVE:DELUGE;4 IN;21 BAR;65 DEG C;WAFER | 10 | EA | Gourikwa Gas Turbine
259 | 0713424 | VALVE:ISOLATING;G1/2 IN;400 BAR;100 MM | 20 | EA | Ankerlig 1 Gas Turbine
260 | 0714976 | VALVE PLG:80;PN40;-10 TO 100 CELSIUS;155 | 10 | EA | Palmiet Pumped Storage
261 | 0715945 | VALVE CHECK:NON-RETURN;650 MM;200 DEG C | 10 | EA | Ingula Pump Storage
262 | 0726792 | VALVE SLND:28 MM;230 VAC;100 BAR;BRS;AIR | 10 | EA | Ingula Pump Storage
263 | 0728675 | VALVE RELF:1 IN;64 BAR;-30 TO 100 DEG C | 10 | EA | Palmiet Pumped Storage
264 | 0731743 | VALVE CHECK:SWING DISK NRV;3 IN;PN 16;66 | 20 | EA | Palmiet Pumped Storage
265 | 0731847 | VALVE RELF:G 1/4 IN;11 BAR;-20 TO 200;65 | 50 | EA | Palmiet Pumped Storage
266 | 0738822 | VALVE:INJECTION;6/4 - R 1/2 IN;7-16 BAR | 10 | EA | Drakensberg Pumped Storage
267 | 0738824 | VALVE:FOOT;20 MM;7-16 BAR;40 DEG | 10 | EA | Drakensberg Pumped Storage
268 | 0754488 | VALVE SLND:G1/2 Thread ACRE;24 VDC;PN 80 | 10 | EA | Drakensberg Pumped Storage
269 | 0754499 | VALVE CHECK:CHECK VALVE;500 BAR;SS;47.5 | 10 | EA | Gariep Hydro Station
270 | 0758582 | VALVE:NRV;3/8 IN;700 BAR;0 to 80 DEG;SS | 10 | EA | Gourikwa Gas Turbine
271 | 0765058 | VALVE:RELIEF;25 MM;30 BAR;170 DEG C | 20 | EA | Ankerlig 1 Gas Turbine
272 | 0767444 | VALVE:PRESSURE RELIEF;1/4 IN;0.3-10 BAR | 10 | EA | Palmiet Pumped Storage
273 | 0028911 | BELT:VALVE;44411-006B | 10 | EA | Palmiet Pumped Storage
274 | 0068400 | VALVE CHECK:20 MM;20 BAR;THD FEMALE;BRZ | 10 | EA | Palmiet Pumped Storage
275 | 0068955 | VALVE CHECK:SWING;280 MM;200 DEG C;BW | 10 | EA | Palmiet Pumped Storage
276 | 0515330 | MASK:DUST;207 MM;DUST;WITH VALVE | 10 | EA | Palmiet Pumped Storage
277 | 0751707 | VALVE GATE:DN150 MM;WEDGE;16 BAR;+/- 80 | 10 | EA | Palmiet Pumped Storage
278 | 0751861 | VALVE CHECK:16DMZ;WAFER;400 MM;1600 KPA | 10 | EA | Palmiet Pumped Storage
279 | 0762729 | VALVE RELF:172 X 90 MM;8 PSI;FLANGE | 10 | EA | Palmiet Pumped Storage
280 | 0778355 | PROTECTOR:SHUTTER VALVE;80 MM;AL | 10 | EA | Palmiet Pumped Storage
281 | 0717459 | VALVE:HYDRAULIC;0.5 MM;65 BAR;-10 TO 100 | 10 | EA | Palmiet Pumped Storage
282 | 0041764 | VALVE:UNLOADING | 10 | EA | Palmiet Pumped Storage
283 | 0041832 | VALVE:COMPRESSOR;280 MM;PRESSURE;STL | 10 | EA | Palmiet Pumped Storage
284 | 0041833 | VALVE:COMPRESSOR;175 MM;PRESSURE;STL | 10 | EA | Palmiet Pumped Storage
285 | 0041834 | VALVE:COMPRESSOR;95 MM;PRESSURE;STL | 10 | EA | Palmiet Pumped Storage
286 | 0050087 | VALVE SLND:15 MM;2 WAY;FNPT;STL;OIL | 10 | EA | Palmiet Pumped Storage
287 | 0050088 | VALVE SLND:12 MM;4 WAY;FNPT;STL;OIL | 10 | EA | Palmiet Pumped Storage
288 | 0050089 | VALVE SLND:12 MM;3 WAY;FNPT;STL;OIL | 10 | EA | Palmiet Pumped Storage
289 | 0050090 | VALVE SLND:15 MM;2 WAY;FNPT;STL;OIL | 10 | EA | Palmiet Pumped Storage
290 | 0050092 | VALVE SLND:12 MM;4 WAY;FNPT;STL;OIL | 10 | EA | Palmiet Pumped Storage
291 | 0069346 | VALVE RELF:30 X 15 MM;64 BAR;NPT X FNPT | 10 | EA | Palmiet Pumped Storage
292 | 0069359 | VALVE PLG:15 MM;FNPT;BRS;HANDWHEEL | 10 | EA | Palmiet Pumped Storage
293 | 0142398 | CLUTCH:SOLENOID VALVE;19 MM | 10 | EA | Palmiet Pumped Storage
294 | 0655128 | VALVE BTRFLY:STRAINER;DN50;16 BAR;CI;45 | 10 | EA | Palmiet Pumped Storage
295 | 0725188 | VALVE:AIR VENT;3/4 X 3/8 IN;16 BAR;120 | 10 | EA | Palmiet Pumped Storage
296 | 0727285 | VALVE:FREE FLOATING LEVER AIR VENT;21;93 | 10 | EA | Palmiet Pumped Storage
297 | 0738906 | KIT COMPRSR REPR:SERV;SPHERICAL VALVE | 10 | EA | Palmiet Pumped Storage
298 | 0751644 | VALVE BALL:12 MM;400 BAR;-10 to +100;100 | 10 | EA | Palmiet Pumped Storage
299 | 0751649 | VALVE BALL:12 MM;400 BAR;-10 to +100;100 | 10 | EA | Palmiet Pumped Storage
300 | 0783654 | VALVE GATE:80 MM;GATE;18 BAR;-120 TO 200 | 4 | EA | Palmiet Pumped Storage
301 | 0783433 | VALVE GATE:150 MM;SOLID WEGDE;64 BAR;447 | 4 | EA | Palmiet Pumped Storage
302 | 0783757 | VALVE DIAPH:A;15 MM;16 BAR;-5 TO 100;64 | 4 | EA | Palmiet Pumped Storage
303 | 0783432 | VALVE GATE:300 MM;63 BAR;-20 to 200;750 | 4 | EA | Palmiet Pumped Storage
304 | 0783755 | VALVE BALL:12 MM;500 BAR;-45 TO 121;80 | 4 | EA | Palmiet Pumped Storage
305 | 0783664 | VALVE:2-WAY;20 MM;420 BAR;-10 TO 80;95 | 4 | EA | Palmiet Pumped Storage
306 | 0783762 | VALVE DIAPH:A;25 MM;16 BAR;-5 TO 100;108 | 4 | EA | Palmiet Pumped Storage
307 | 0750298 | VALVE RELF:G3/4;48.5 BAR;-15 TO 200 | 4 | EA | Palmiet Pumped Storage
308 | 0783431 | VALVE:PLUG;300 MM;50 BAR;-20 to 200;8 | 4 | EA | Palmiet Pumped Storage
309 | 0783759 | VALVE DIAPH:A;50 MM;16 BAR;-5 TO 100;165 | 4 | EA | Palmiet Pumped Storage
310 | 0765642 | VALVE GATE:100 MM;SOLID WEDGE;64 BAR;350 | 4 | EA | Palmiet Pumped Storage
311 | 0780490 | MANIFOLD:2 WAY VALVE MANIFOLD;SS | 4 | EA | Palmiet Pumped Storage
312 | 0783419 | VALVE GATE:50 MM;GATE VALVE;10 BAR;140 | 4 | EA | Palmiet Pumped Storage
313 | 0783758 | VALVE DIAPH:A;40 MM;16 BAR;-5 TO 100;165 | 4 | EA | Palmiet Pumped Storage
314 | 0780491 | MANIFOLD:3 VALVE DIRECT MOUNT MANIFOLD | 4 | EA | Palmiet Pumped Storage
315 | 0783503 | VALVE GLB:80 MM;2 - 21 BAR; 82 DEG C;336 | 4 | EA | Palmiet Pumped Storage
316 | 0683354 | FLANGE:DIESEL ENGINE AIR STARTING VALVE | 2 | EA | Palmiet Pumped Storage
317 | 0783425 | VALVE CHECK:CHECK VALVE;100 MM;40 BAR | 4 | EA | Palmiet Pumped Storage
318 | 0783437 | VALVE:GLOBE;100 MM;64 BAR;-20 TO 200;430 | 4 | EA | Palmiet Pumped Storage
319 | 0783422 | VALVE GLB:50 MM;40 BAR;-196 to 573 DEG C | 4 | EA | Palmiet Pumped Storage
320 | 0783760 | VALVE DIAPH:A;80 MM;16 BAR;-5 to 100 DEG | 4 | EA | Palmiet Pumped Storage
321 | 0783426 | VALVE BALL:80 MM;40 BAR;-40 TO 200 DEG C | 4 | EA | Palmiet Pumped Storage
322 | 0783761 | VALVE DIAPH:A;20 MM;16 BAR;-5 TO 100;83 | 4 | EA | Palmiet Pumped Storage
323 | 0783505 | VALVE BALL:50 MM;19 BAR;5 - 75 DEG C;WCB | 4 | EA | Palmiet Pumped Storage
324 | 0783430 | VALVE:GLOBE;100 MM;40 BAR;-20 to 200;340 | 4 | EA | Palmiet Pumped Storage
325 | 0783427 | VALVE:PLUG;40 MM;100 BAR;-20 to 200;8 | 4 | EA | Palmiet Pumped Storage
326 | 0768522 | VALVE GLB:15 MM;10 KG/CM2;180 DEG C;85 | 4 | EA | Palmiet Pumped Storage
327 | 0783792 | VALVE GATE:250 MM;SOLID WEDGE;16 BAR;356 | 4 | EA | Palmiet Pumped Storage
328 | 0783434 | VALVE GATE:300 MM;SOLID WEDGE;25 BAR;345 | 4 | EA | Palmiet Pumped Storage
329 | 0750300 | VALVE RELF:DN 25;16.9 BAR;-15/200 DEG C | 4 | EA | Palmiet Pumped Storage
330 | 0783756 | VALVE BALL:25 MM;420 BAR;-4 TO 121 DEG | 4 | EA | Palmiet Pumped Storage
331 | 0783435 | VALVE:PLUG;150 MM;64 BAR;-20 to 200 | 4 | EA | Palmiet Pumped Storage
332 | 0783423 | VALVE GATE:200 MM;GATE VALVE;10 BAR;290 | 4 | EA | Palmiet Pumped Storage
333 | 0783754 | VALVE BALL:06 MM;500 BAR;-20 TO 60 DEG C | 4 | EA | Palmiet Pumped Storage
334 | 0783421 | VALVE GATE:32 MM;GATE VALVE;10 BAR;120 | 4 | EA | Palmiet Pumped Storage
335 | 0684520 | VALVE:SCREW DOWN NON-RETURN;1 IN;38 BAR | 4 | EA | Palmiet Pumped Storage
336 | 0783436 | VALVE:GLOBE;65 MM;16 BAR;-20 to 200;288 | 4 | EA | Palmiet Pumped Storage
337 | 0783424 | VALVE GLB:25 MM;40 BAR;-20 TO 120 DEG C | 4 | EA | Palmiet Pumped Storage
338 | 0042716 | BODY:PILOT VALVE;DIA 15.5 X LG 36.4 MM | 5 | EA | Drakensberg Pumped Storage
339 | 0041833 | VALVE:COMPRESSOR;175 MM;PRESSURE;STL | 5 | EA | Drakensberg Pumped Storage
340 | 0041913 | ASSY:PILOT VALVE | 5 | EA | Drakensberg Pumped Storage
341 | 0043215 | VALVE:68 MM;COMPRESSION;PRESSURE;STL | 5 | EA | Drakensberg Pumped Storage
342 | 0043216 | VALVE:DISCHARGE;68 MM;COMPRESSION;STL | 5 | EA | Drakensberg Pumped Storage
343 | 0043234 | KIT COMPRSR REPR:TUNE UP/RING/VALVE | 5 | EA | Drakensberg Pumped Storage
344 | 0043262 | VALVE:SUCTION;144 MM;COMPRESSION;SS | 5 | EA | Drakensberg Pumped Storage
345 | 0043263 | VALVE:SUCTION;104 MM;COMPRESSION;STL | 5 | EA | Drakensberg Pumped Storage
346 | 0042019 | VALVE:10 MM;COMPRESSION;PRESSURE;STL | 5 | EA | Drakensberg Pumped Storage
347 | 0042712 | CAP:VALVE CAGE;DIA 39 X HT 22 MM;STL | 5 | EA | Drakensberg Pumped Storage
348 | 0043264 | VALVE:SUCTION;104 MM;COMPRESSION;SS | 5 | EA | Drakensberg Pumped Storage
349 | 0043265 | VALVE:DISCHARGE;164 MM;COMPRESSION;SS | 5 | EA | Drakensberg Pumped Storage
350 | 0043268 | VALVE:DISCHARGE;HT303799 | 5 | EA | Drakensberg Pumped Storage
351 | 0043269 | VALVE:SUCTION;35-00 | 5 | EA | Drakensberg Pumped Storage
352 | 0043270 | VALVE:DISCHARGE;HT303800 | 5 | EA | Drakensberg Pumped Storage
353 | 0043271 | VALVE:SUCTION;HT303858 | 5 | EA | Drakensberg Pumped Storage
354 | 0062413 | VALVE SLND:12 MM;4 WAY;240 - 250 VDC;BRS | 5 | EA | Drakensberg Pumped Storage
355 | 0044480 | CONTROL:PUMP VALVE ASSY | 5 | EA | Drakensberg Pumped Storage
356 | 0061543 | ADAPTOR:PILOT VALVE;BRS;3W39895 | 5 | EA | Drakensberg Pumped Storage
357 | 0062540 | VALVE SLND:220 V | 5 | EA | Drakensberg Pumped Storage
358 | 0062568 | VALVE SLND:10 MM;2 WAY;220 VDC;100 BAR | 5 | EA | Drakensberg Pumped Storage
359 | 0063087 | VALVE SLND:10 MM;5 WAY;STL;DOUBLE ACTING | 5 | EA | Drakensberg Pumped Storage
360 | 0063152 | VALVE GATE:3/4 IN;SOLID WEDGE;FLANGE;BRS | 5 | EA | Drakensberg Pumped Storage
361 | 0065785 | VALVE:IMPULSE;15 MM;THD FEMALE;PRESSURE | 5 | EA | Drakensberg Pumped Storage
362 | 0065786 | VALVE GATE:250 MM;FLANGE;250 MM;STL;16 | 5 | EA | Drakensberg Pumped Storage
363 | 0063285 | VALVE RELF:12 MM;FNPT;STL;SPRING STL | 5 | EA | Drakensberg Pumped Storage
364 | 0063348 | VALVE BALL:3/4 IN;1000 KPA;FEMALE THD | 5 | EA | Drakensberg Pumped Storage
365 | 0063385 | SEAT:DISC SAFETY VALVE;SQ 0.514 IN | 5 | EA | Drakensberg Pumped Storage
366 | 0063532 | VALVE GATE:32 MM;WEDGE;THD;BRASS;175 | 5 | EA | Drakensberg Pumped Storage
367 | 0065784 | VALVE:MAIN CONTROL;100 MM;PRESSURE;STL | 5 | EA | Drakensberg Pumped Storage
368 | 0065929 | VALVE RELF:25 MM;1015 LB;FNPT;CI | 5 | EA | Drakensberg Pumped Storage
369 | 0066050 | VALVE GATE:1-1/2 IN;SOLID WEDGE;FNPT | 5 | EA | Drakensberg Pumped Storage
370 | 0065807 | VALVE:FLOW CONTROL;15 MM;FNPT;PRESSURE | 5 | EA | Drakensberg Pumped Storage
371 | 0065808 | VALVE GLB:3/4 IN;HANDWHEEL;FLANGE;STL | 5 | EA | Drakensberg Pumped Storage
372 | 0066072 | VALVE CHECK:PISTON;25 MM;NPT;SS;THD CAP | 5 | EA | Drakensberg Pumped Storage
373 | 0065832 | VALVE:ISOLATING;65 MM;THD;HANDWHEEL;STL | 5 | EA | Drakensberg Pumped Storage
374 | 0065847 | VALVE NDL:60 MM;STL;120 MM | 5 | EA | Drakensberg Pumped Storage
375 | 0065861 | VALVE PLT:5 MM;BRS;MB8-288-1705D | 5 | EA | Drakensberg Pumped Storage
376 | 0066073 | VALVE RELF:12 MM;400 BAR;FNPT;STL | 5 | EA | Drakensberg Pumped Storage
377 | 0065917 | VALVE RELF:45 X 40 MM;70 BAR;NPT X FNPT | 5 | EA | Drakensberg Pumped Storage
378 | 0066074 | VALVE BALL:16 MM;100 BAR;-200 TO 200;STL | 5 | EA | Drakensberg Pumped Storage
379 | 0066234 | VALVE DIAPH:32 MM;FNPT;CI;RUBBER GR Q | 5 | EA | Drakensberg Pumped Storage
380 | 0066076 | VALVE NDL:3.5 MM;THD MALE X FEMALE;BRS | 5 | EA | Drakensberg Pumped Storage
381 | 0066235 | VALVE DIAPH:40 MM;FNPT;CI;RUBBER GR Q | 5 | EA | Drakensberg Pumped Storage
382 | 0066236 | VALVE DIAPH:50 MM;FNPT;CI;RUBBER GR Q | 5 | EA | Drakensberg Pumped Storage
383 | 0066205 | VALVE RELF:60 BAR;MB8-222-2450C60B | 5 | EA | Drakensberg Pumped Storage
384 | 0066327 | VALVE:COMPENSATION;16 MM;SLIP ON;LEVER | 5 | EA | Drakensberg Pumped Storage
385 | 0066223 | VALVE SLND:25 MM;4 WAY;110/120 VAC;3000 | 5 | EA | Drakensberg Pumped Storage
386 | 0066232 | VALVE DIAPH:15 MM;FNPT;CI;RUBBER GR Q | 5 | EA | Drakensberg Pumped Storage
387 | 0066233 | VALVE DIAPH:25 MM;FNPT;CI;RUBBER GR Q | 5 | EA | Drakensberg Pumped Storage
388 | 0066493 | VALVE CHECK:PISTON;12 MM;NPT;STL;THD CAP | 5 | EA | Drakensberg Pumped Storage
389 | 0066494 | SPOOL:RELIEF VALVE;ID 108 MM;LG 153 MM | 5 | EA | Drakensberg Pumped Storage
390 | 0066522 | VALVE GATE:400 MM;SOLID WEDGE;FLANGE;STL | 5 | EA | Drakensberg Pumped Storage
391 | 0066523 | VALVE GATE:300 MM;SOLID WEDGE;FLANGE;100 | 5 | EA | Drakensberg Pumped Storage
392 | 0066524 | VALVE GATE:250 MM;SOLID WEDGE;FLANGE;CS | 5 | EA | Drakensberg Pumped Storage
393 | 0066525 | VALVE GATE:200 MM;FLANGE;STL CAST | 5 | EA | Drakensberg Pumped Storage
394 | 0066530 | VALVE:250 MM;CS | 5 | EA | Drakensberg Pumped Storage
395 | 0066527 | VALVE BTRFLY:WAFER;400 MM;FLANGE;CS;GEAR | 5 | EA | Drakensberg Pumped Storage
396 | 0066531 | VALVE CHECK:SWING;80 MM;COMPRESSION;CS | 5 | EA | Drakensberg Pumped Storage
397 | 0066529 | VALVE CHECK:SWING;400 MM;16 BAR;FLANGE | 5 | EA | Drakensberg Pumped Storage
398 | 0069572 | VALVE GATE:40 MM;FLANGE;HANDWHEEL | 5 | EA | Drakensberg Pumped Storage
399 | 0066533 | VALVE RELF:200 MM;STL CAST;PRESSURE | 5 | EA | Drakensberg Pumped Storage
400 | 0066534 | VALVE:DELUGE;150 MM;150 LB;FLANGE;AIR | 5 | EA | Drakensberg Pumped Storage
401 | 0066535 | VALVE BALL:1/2 IN;40 LB;25 DEG C;FNPT;SS | 5 | EA | Drakensberg Pumped Storage
402 | 0066661 | VALVE RELF:20 MM;STL;BONNET/SPRING STL | 5 | EA | Drakensberg Pumped Storage
403 | 0067279 | VALVE BTRFLY:WAFER;65 MM;16 BAR;CLAMP;CI | 5 | EA | Drakensberg Pumped Storage
404 | 0068148 | VALVE RELF:50 MM;35 KPA;THD;STL;BRS;2-20 | 5 | EA | Drakensberg Pumped Storage
405 | 0068767 | VALVE:CONTROL;12 MM;FNPT;PRESSURE;STL | 5 | EA | Drakensberg Pumped Storage
406 | 0068909 | ASSY:BFPT DISCHARGE ISOLATOR VALVE BELT | 5 | EA | Drakensberg Pumped Storage
407 | 0068910 | VALVE GLB:1/2 IN;HANDWHEEL;BW;2500 PSI | 5 | EA | Drakensberg Pumped Storage
408 | 0072009 | VALVE BALL:16 MM;400 LB;FNPT;STL;LEVER | 5 | EA | Drakensberg Pumped Storage
409 | 0070478 | VALVE RELF:50 X 32 MM;600 KPA;-10 TO 14 | 5 | EA | Drakensberg Pumped Storage
410 | 0072010 | VALVE BALL:20 MM;315;FNPT;STL;LEVER | 5 | EA | Drakensberg Pumped Storage
411 | 0072012 | VALVE BALL:50 MM;6 BAR;FLANGE;STL;LEVER | 5 | EA | Drakensberg Pumped Storage
412 | 0072002 | VALVE BALL:50 MM;100 BAR;FLANGE;STL | 5 | EA | Drakensberg Pumped Storage
413 | 0072004 | VALVE BALL:40 MM;100;FNPT;STL;LEVER | 5 | EA | Drakensberg Pumped Storage
414 | 0072013 | VALVE BALL:10 MM;500 LB;FNPT;STL;LEVER | 5 | EA | Drakensberg Pumped Storage
415 | 0072006 | VALVE BALL:DN 65 MM;PN100;FLANGE | 5 | EA | Drakensberg Pumped Storage
416 | 0072007 | VALVE BALL:16 MM;400 LB;NPT;STL;LEVER | 5 | EA | Drakensberg Pumped Storage
417 | 0072008 | VALVE BALL:10 MM;315;NPT;STL;LEVER;4 WAY | 5 | EA | Drakensberg Pumped Storage
418 | 0072014 | VALVE BALL:20 MM;315;NPT;STL;LEVER;2 WAY | 5 | EA | Drakensberg Pumped Storage
419 | 0072026 | VALVE RELF:13 MM;240 LB;NPT;BRS | 5 | EA | Drakensberg Pumped Storage
420 | 0072016 | VALVE BALL:8 MM;500 LB;FNPT;STL;LEVER | 5 | EA | Drakensberg Pumped Storage
421 | 0072017 | VALVE BALL:6 MM;500 LB;FNPT;STL;LEVER | 5 | EA | Drakensberg Pumped Storage
422 | 0072018 | VALVE GLB:4 MM;HANDWHEEL;NPT;STL A122 | 5 | EA | Drakensberg Pumped Storage
423 | 0072020 | VALVE CHECK:PISTON;12 MM;FNPT;STL | 5 | EA | Drakensberg Pumped Storage
424 | 0072021 | VALVE RELF:12 MM;NPT;STL;SPRING STL | 5 | EA | Drakensberg Pumped Storage
425 | 0072022 | VALVE RELF:12 MM;42 LB;NPT;BRS | 5 | EA | Drakensberg Pumped Storage
426 | 0072023 | VALVE:DISCHARGE;51 MM;PRESSURE;STL | 5 | EA | Drakensberg Pumped Storage
427 | 0072024 | VALVE:COMPRESSOR;8 MM;THD FEMALE;STL | 5 | EA | Drakensberg Pumped Storage
428 | 0072027 | VALVE RELF:13 MM;1160 LB;NPT;BRS | 5 | EA | Drakensberg Pumped Storage
429 | 0072029 | VALVE:DISCHARGE;34 MM;COMPRESSION;MS | 5 | EA | Drakensberg Pumped Storage
430 | 0072030 | HOUSING:VALVE;DIA 34 X LG 62 MM;AL | 5 | EA | Drakensberg Pumped Storage
431 | 0072031 | VALVE:COMPRESSOR;9 MM;THD FEMALE;4 WAY | 5 | EA | Drakensberg Pumped Storage
432 | 0072032 | VALVE RELF:13 MM;138 BAR;NPT;SS;PRESSURE | 5 | EA | Drakensberg Pumped Storage
433 | 0072033 | VALVE RELF:12 MM;NPT;SS;SPRING STL | 5 | EA | Drakensberg Pumped Storage
434 | 0072034 | VALVE RELF:34 MM;FLANGE;CI;SPRING STL | 5 | EA | Drakensberg Pumped Storage
435 | 0072035 | VALVE RELF:L16 | 5 | EA | Drakensberg Pumped Storage
436 | 0072036 | VALVE CHECK:14 X 12 MM;NPT;BRS;THD CAP | 5 | EA | Drakensberg Pumped Storage
437 | 0072037 | VALVE:BARE;48 MM;FLANGE;PRESSURE;SS | 5 | EA | Drakensberg Pumped Storage
438 | 0072038 | VALVE GLB:3 IN;HANDWHEEL;FLANGE;CS;WCB | 5 | EA | Drakensberg Pumped Storage
439 | 0072039 | VALVE GLB:4 IN;HANDWHEEL;FLANGE;CS;WCB | 5 | EA | Drakensberg Pumped Storage
440 | 0072040 | VALVE GATE:3 IN;SOLID WEDGE;FLANGE;STL | 5 | EA | Drakensberg Pumped Storage
441 | 0072041 | VALVE GLB:2 IN;HANDWHEEL;FLANGE;CS;WCB | 5 | EA | Drakensberg Pumped Storage
442 | 0072042 | VALVE CHECK:2 IN;600 LB;FLANGE;CS | 5 | EA | Drakensberg Pumped Storage
443 | 0072043 | VALVE GLB:10 MM;HANDWHEEL;FNPT;SEAT 13CR | 5 | EA | Drakensberg Pumped Storage
444 | 0072044 | VALVE GATE:1/2 IN;WEDGE;THD TAPER FEMALE | 5 | EA | Drakensberg Pumped Storage
445 | 0072045 | VALVE GLB:4 IN;HANDWHEEL;FLANGE;CS;WCB | 5 | EA | Drakensberg Pumped Storage
446 | 0072046 | VALVE GATE:2-1/2 IN;FLANGE;CS;150 LB | 5 | EA | Drakensberg Pumped Storage
447 | 0072047 | VALVE GATE:5 IN;FLANGE;CS;BONNET STL;150 | 5 | EA | Drakensberg Pumped Storage
448 | 0072048 | VALVE GATE:150 MM;FLANGE;CS;SEAT 13CR | 5 | EA | Drakensberg Pumped Storage
449 | 0072059 | VALVE GLB:1/2 IN;HANDWHEEL;FNPT;STL | 5 | EA | Drakensberg Pumped Storage
450 | 0072050 | VALVE ANGL:NEEDLE;200 MM;300 LB;FLANGE | 5 | EA | Drakensberg Pumped Storage
451 | 0072052 | VALVE GATE:50 MM;SOLID WEDGE;FLANGE;STL | 5 | EA | Drakensberg Pumped Storage
452 | 0072053 | VALVE GATE:3 IN;SOLID WEDGE;FLANGE;STL | 5 | EA | Drakensberg Pumped Storage
453 | 0072054 | VALVE GLB:100 MM;HANDWHEEL;FLANGE;CS;WCB | 5 | EA | Drakensberg Pumped Storage
454 | 0072055 | VALVE CHECK:SWING;100 MM;600 LB;FLANGE | 5 | EA | Drakensberg Pumped Storage
455 | 0072056 | VALVE GATE:1/2 IN;SOLID WEDGE;FLANGE;STL | 5 | EA | Drakensberg Pumped Storage
456 | 0072057 | VALVE GATE:100 MM;FLANGE;CS;150 LB | 5 | EA | Drakensberg Pumped Storage
457 | 0072058 | VALVE GATE:3/8 IN;SOLID WEDGE;FNPT;STL | 5 | EA | Drakensberg Pumped Storage
458 | 0072060 | VALVE GLB:10 MM;HANDWHEEL;FNPT;SS FORGED | 5 | EA | Drakensberg Pumped Storage
459 | 0072061 | VALVE GLB:25 MM;HANDWHEEL;FLANGE;STL | 5 | EA | Drakensberg Pumped Storage
460 | 0072062 | VALVE GLB:1/2 IN;HANDWHEEL;FLANGE | 5 | EA | Drakensberg Pumped Storage
461 | 0072063 | VALVE GLB:3 IN;HANDWHEEL;FLANGE;CS;WCB | 5 | EA | Drakensberg Pumped Storage
462 | 0073053 | VALVE BTRFLY:WAFER;75 MM;740 LB;FLANGE | 5 | EA | Drakensberg Pumped Storage
463 | 0075280 | VALVE RELF:150 LB;THD;BRS;CU;SPRING | 5 | EA | Drakensberg Pumped Storage
464 | 0077118 | VALVE RELF:1/4 IN;60 LB;NPT;BRS | 5 | EA | Drakensberg Pumped Storage
465 | 0077123 | VALVE:INLET;27 MM;COMPRESSION;PRESSURE | 5 | EA | Drakensberg Pumped Storage
466 | 0077124 | VALVE:DISCHARGE;27 MM;COMPRESSION;STL | 5 | EA | Drakensberg Pumped Storage
467 | 0077126 | VALVE:INLET | 5 | EA | Drakensberg Pumped Storage
468 | 0077130 | CAP:VALVE CAGE;DIA 85 X HT 38 MM;STL | 5 | EA | Drakensberg Pumped Storage
469 | 0077133 | VALVE RELF:22 X 11 MM;NPT;AL;SPRING STL | 5 | EA | Drakensberg Pumped Storage
470 | 0077134 | VALVE RELF:1/4 IN;1300 LB;NPT;BRS | 5 | EA | Drakensberg Pumped Storage
471 | 0077135 | VALVE RELF:1/4 IN;60 LB;NPT;BRS | 5 | EA | Drakensberg Pumped Storage
472 | 0077136 | VALVE RELF:1/4 IN;260 LB;NPT;BRS | 5 | EA | Drakensberg Pumped Storage
473 | 0077144 | VALVE CHECK:4 IN;FLANGE;STL | 5 | EA | Drakensberg Pumped Storage
474 | 0077140 | VALVE CHECK:49815C | 5 | EA | Drakensberg Pumped Storage
475 | 0077145 | VALVE RELF:20 MM;60 BAR;FNPT;BRS | 5 | EA | Drakensberg Pumped Storage
476 | 0077142 | VALVE RELF:1/4 IN;1300 LB;NPT;BRS | 5 | EA | Drakensberg Pumped Storage
477 | 0077143 | VALVE BALL:12 MM;250 BAR;FNPT;STL;LEVER | 5 | EA | Drakensberg Pumped Storage
478 | 0077146 | VALVE BALL:16 MM;250 LB;NPT;STL;LEVER | 5 | EA | Drakensberg Pumped Storage
479 | 0077148 | VALVE BALL:20 MM;200 BAR;FNPT;BRZ;LEVER | 5 | EA | Drakensberg Pumped Storage
480 | 0077149 | VALVE SLND:10 MM;2/4 WAY;220 VAC;315 BAR | 5 | EA | Drakensberg Pumped Storage
481 | 0077150 | VALVE CHECK:THROTTLE;15 MM;FNPT;STL | 5 | EA | Drakensberg Pumped Storage
482 | 0077159 | VALVE RELF:18 X 12 MM;25 BAR;FNPT;STL | 5 | EA | Drakensberg Pumped Storage
483 | 0077152 | VALVE CHECK:THROTTLE;15 MM;FNPT;STL | 5 | EA | Drakensberg Pumped Storage
484 | 0077154 | VALVE CHECK:PISTON;18 MM;NPT;SS;THD CAP | 5 | EA | Drakensberg Pumped Storage
485 | 0077155 | VALVE SLND:10 MM;5 WAY;220 VAC;315 BAR | 5 | EA | Drakensberg Pumped Storage
486 | 0077156 | VALVE BALL:16 MM;63 LB;NPT;STL;LEVER | 5 | EA | Drakensberg Pumped Storage
487 | 0077157 | VALVE:EXHAUST;15 MM;THD FEMALE;PRESSURE | 5 | EA | Drakensberg Pumped Storage
488 | 0077160 | VALVE SLND:8 MM;4 WAY;220 VAC;315 BAR;34 | 5 | EA | Drakensberg Pumped Storage
489 | 0077161 | VALVE SLND:8 MM;4/2 WAY;220 VDC;STL;34 W | 5 | EA | Drakensberg Pumped Storage
490 | 0077162 | VALVE BALL:16 MM;250 LB;NPT;BRASS;LEVER | 5 | EA | Drakensberg Pumped Storage
491 | 0077172 | VALVE:DIRECTIONAL;22 MM;HYDRAULIC;CI | 5 | EA | Drakensberg Pumped Storage
492 | 0077164 | VALVE BALL:50 MM;64;FLANGE;STL;LEVER | 5 | EA | Drakensberg Pumped Storage
493 | 0077165 | VALVE BALL:25 MM;315 LB;FNPT;STL;LEVER | 5 | EA | Drakensberg Pumped Storage
494 | 0077166 | VALVE BALL:25 MM;160 LB;FLANGE;STL;LEVER | 5 | EA | Drakensberg Pumped Storage
495 | 0077173 | VALVE CHECK:30 MM;FLANGE;CI;THD CAP | 5 | EA | Drakensberg Pumped Storage
496 | 0077169 | VALVE GATE:100 MM;SOLID WEDGE;FLANGE;STL | 5 | EA | Drakensberg Pumped Storage
497 | 0077178 | JOINT BALL:8 MM;THD FEMALE;STL;VALVE | 5 | EA | Drakensberg Pumped Storage
498 | 0077180 | VALVE RELF:50 MM;3 KGF/CM2;NPT X FNPT | 5 | EA | Drakensberg Pumped Storage
499 | 0077183 | VALVE RELF:32 MM;11.5 KG/CM2;NPT X FNPT | 5 | EA | Drakensberg Pumped Storage
500 | 0077186 | VALVE RELF:32 MM;11.5 KG/CM2;NPT X FNPT | 5 | EA | Drakensberg Pumped Storage
501 | 0077189 | VALVE RELF:12 MM;8.8 KG/CM2;NPT X FNPT | 5 | EA | Drakensberg Pumped Storage
502 | 0077202 | VALVE:DISCHARGE;103.7 MM;0-250 DEG C;STL | 5 | EA | Drakensberg Pumped Storage
503 | 0077194 | PISTON:DIA 180 X THK 30 MM;STL;VALVE;20 | 5 | EA | Drakensberg Pumped Storage
504 | 0077195 | VALVE BALL:3 IN;150 LB;FLANGE;STL | 5 | EA | Drakensberg Pumped Storage
505 | 0077196 | CONNECTOR:VALVE;DIA (43-48) X LG 63 MM | 5 | EA | Drakensberg Pumped Storage
506 | 0077200 | VALVE:SUCTION;167 MM;COMPRESSION;STL | 5 | EA | Drakensberg Pumped Storage
507 | 0077201 | VALVE:DISCHARGE;145 MM;COMPRESSION;STL | 5 | EA | Drakensberg Pumped Storage
508 | 0077203 | VALVE:DISCHARGE;104.4 MM;COMPRESSION;STL | 5 | EA | Drakensberg Pumped Storage
509 | 0077212 | VALVE ANGL:NEEDLE;1/4 IN;NPT;BRS;STEM SS | 5 | EA | Drakensberg Pumped Storage
510 | 0077224 | VALVE GATE:65 MM;FLANGE | 5 | EA | Drakensberg Pumped Storage
511 | 0077226 | VALVE GATE:50 MM;SOLID WEDGE;FNPT;BRASS | 5 | EA | Drakensberg Pumped Storage
512 | 0077215 | VALVE:DISCHARGE;HT303798 | 5 | EA | Drakensberg Pumped Storage
513 | 0077216 | VALVE:33-00 | 5 | EA | Drakensberg Pumped Storage
514 | 0077227 | VALVE GATE:1/2 IN;SOLID WEDGE;FNPT;BRASS | 5 | EA | Drakensberg Pumped Storage
515 | 0077228 | VALVE GLB:15 MM;HANDWHEEL;FLANGE;BRASS | 5 | EA | Drakensberg Pumped Storage
516 | 0077220 | VALVE RELF:3/8 IN;1750 KPA;BSP;BRS | 5 | EA | Drakensberg Pumped Storage
517 | 0077221 | VALVE:LOW PRESSURE;100.5 MM;COMPRESSION | 5 | EA | Drakensberg Pumped Storage
518 | 0077229 | VALVE GLB:20 MM;HANDWHEEL;FLANGE;BRASS | 5 | EA | Drakensberg Pumped Storage
519 | 0077240 | VALVE CHECK:SWING;10 IN;10 BAR;FLANGE | 5 | EA | Drakensberg Pumped Storage
520 | 0077231 | VALVE GLB:40 MM;HANDWHEEL;FLANGE;BRASS;5 | 5 | EA | Drakensberg Pumped Storage
521 | 0077233 | VALVE CHECK:50 MM;FLANGE;CI;BOLTED CAP | 5 | EA | Drakensberg Pumped Storage
522 | 0077242 | VALVE ANGL:GLOBE;100 MM;600 LB;FLANGE | 5 | EA | Drakensberg Pumped Storage
523 | 0077243 | VALVE GLB:38 MM;HANDWHEEL;FNPT;STL | 5 | EA | Drakensberg Pumped Storage
524 | 0077236 | VALVE GLB:2 IN;HANDWHEEL;FLANGE;STL | 5 | EA | Drakensberg Pumped Storage
525 | 0077237 | VALVE GATE:150 MM;SOLID WEDGE;FLANGE;CI | 5 | EA | Drakensberg Pumped Storage
526 | 0077238 | VALVE GATE:200 MM;SOLID WEDGE;FLANGE;STL | 5 | EA | Drakensberg Pumped Storage
527 | 0077244 | VALVE BALL:30 MM;315 BAR;FNPT;STL;LEVER | 5 | EA | Drakensberg Pumped Storage
528 | 0077245 | VALVE BALL:45 MM;200 BAR;FNPT;STL;LEVER | 5 | EA | Drakensberg Pumped Storage
529 | 0077246 | VALVE CHECK:PISTON;3/4 IN;FNPT;STL | 5 | EA | Drakensberg Pumped Storage
530 | 0077247 | VALVE CHECK:PISTON;1-1/2 IN;FNPT;STL | 5 | EA | Drakensberg Pumped Storage
531 | 0077248 | VALVE RELF:22 MM;STL;SPRING STL;PRESSURE | 5 | EA | Drakensberg Pumped Storage
532 | 0077249 | VALVE:FLOW CONTROL;27 MM;PRESSURE;CI | 5 | EA | Drakensberg Pumped Storage
533 | 0078752 | BELLOWS:VALVE SAFETY RELIEF EMNIBC0080E | 5 | EA | Drakensberg Pumped Storage
534 | 0085607 | BOLT:VALVE;3/4 IN;LG 3-1/4 IN;RD;STL | 5 | EA | Drakensberg Pumped Storage
535 | 0085608 | BOLT:VALVE;5/8 IN;LG 3 IN;RD;STL;18UNF | 5 | EA | Drakensberg Pumped Storage
536 | 0085609 | BOLT:VALVE;5/8 IN;LG 2-5/8 IN;RD;STL | 5 | EA | Drakensberg Pumped Storage
537 | 0102600 | KIT:OVERHAUL;SAFETY VALVE | 5 | EA | Drakensberg Pumped Storage
538 | 0107087 | GASKET PC:VALVE CAGE CAP | 5 | EA | Drakensberg Pumped Storage
539 | 0109457 | HANDLE:VALVE;LG 750 MM;STL | 5 | EA | Drakensberg Pumped Storage
540 | 0127130 | SOLENOID ELECT:VALVE;220 VAC;7601-0476 | 5 | EA | Drakensberg Pumped Storage
541 | 0111786 | SPRING:VALVE;DIA 14 X LG 67 MM | 5 | EA | Drakensberg Pumped Storage
542 | 0111801 | SPRING:VALVE;SPRING STL;HT403875 | 5 | EA | Drakensberg Pumped Storage
543 | 0111803 | SPRING:VALVE;SPRING STL;HT403877 | 5 | EA | Drakensberg Pumped Storage
544 | 0128439 | SOLENOID ELECT:VALVE;24 VDC;GS 40-4N-B | 5 | EA | Drakensberg Pumped Storage
545 | 0123504 | VALVE SLND:8 MM;3 WAY;24 VDC;STL;OIL | 5 | EA | Drakensberg Pumped Storage
546 | 0125604 | SOLENOID ELECT:VALVE;220 VAC;331B21 | 5 | EA | Drakensberg Pumped Storage
547 | 0126169 | SOLENOID ELECT:AIR VALVE;220 VAC | 5 | EA | Drakensberg Pumped Storage
548 | 0177811 | VALVE ANGL:GLOBE;150 MM;150 LB;FLANGE | 5 | EA | Drakensberg Pumped Storage
549 | 0502387 | VALVE:COMPRESSOR 3RD STAGE;AUTOMATIC;STL | 5 | EA | Drakensberg Pumped Storage
550 | 0178035 | VALVE RELF:0523C | 5 | EA | Drakensberg Pumped Storage
551 | 0178037 | VALVE GATE:4 IN;MB9-341.3200B | 5 | EA | Drakensberg Pumped Storage
552 | 0502388 | VALVE:COMPRESSOR 2ND STAGE;AUTOMATIC;STL | 5 | EA | Drakensberg Pumped Storage
553 | 0178437 | VALVE NDL:6 IN;FLANGE;STL | 5 | EA | Drakensberg Pumped Storage
554 | 0178522 | VALVE ANGL:PLUG;100 MM;FLANGE;CI | 5 | EA | Drakensberg Pumped Storage
555 | 0178523 | VALVE ANGL:PLUG;250 MM;FLANGE;STL | 5 | EA | Drakensberg Pumped Storage
556 | 0205470 | KIT:SEALS;SPH/VALVE OPERATOR | 5 | EA | Drakensberg Pumped Storage
557 | 0401291 | VALVE BALL:3/4 IN;HANDLE;STOP | 5 | EA | Drakensberg Pumped Storage
558 | 0502390 | VALVE:COMPRESSION;AUTOMATIC;STEEL;GASKET | 5 | EA | Drakensberg Pumped Storage
559 | 0502396 | VALVE:1ST STAGE;164MM X 85 IN;0-250;STL | 5 | EA | Drakensberg Pumped Storage
560 | 0594825 | KIT:REPAIR T125;PRESSURE RELIEF VALVE | 5 | EA | Drakensberg Pumped Storage
561 | 0621290 | KIT VLV RPR:BALL VALVE 1/2 IN;B16 | 5 | EA | Drakensberg Pumped Storage
562 | 0621484 | VALVE BTRFLY:LUG WAFER;150 MM;PN16;0-120 | 5 | EA | Drakensberg Pumped Storage
563 | 0628662 | VALVE:4"707 SD;SAFETY;4 IN;53 BAR;538;PT | 5 | EA | Drakensberg Pumped Storage
564 | 0637382 | VALVE:CONCENTRIC;OD 225 X THK 30 MM;380 | 5 | EA | Drakensberg Pumped Storage
565 | 0640478 | VALVE GLB:2 IN;102 BAR;-29 TO 38 DEG C | 5 | EA | Drakensberg Pumped Storage
566 | 0640479 | VALVE BTRFLY:DRAIN WAFER;DN 32;PN25;33 | 5 | EA | Drakensberg Pumped Storage
567 | 0647409 | VALVE SLND:6 X 4 MM;3/2 WAY;230 VAC;0-10 | 5 | EA | Drakensberg Pumped Storage
568 | 0654743 | VALVE BALL:1/2 IN;QUICK STOP | 5 | EA | Drakensberg Pumped Storage
569 | 0655344 | CONE:SHUT-OFF VALVE | 5 | EA | Drakensberg Pumped Storage
570 | 0662034 | VALVE RELF:20 MM;7000 KPA;-25 TO 400 | 5 | EA | Drakensberg Pumped Storage
571 | 0662552 | VALVE CHECK:NON RETURN;80 MM;PN40;50;BW | 5 | EA | Drakensberg Pumped Storage
572 | 0662572 | VALVE CHECK:NON RETURN;100 MM;PN25;55;BW | 5 | EA | Drakensberg Pumped Storage
573 | 0688832 | VALVE RELF:1/2 X 3/4 IN;1100 KPA;BRS | 5 | EA | Drakensberg Pumped Storage
574 | 0696638 | VALVE BTRFLY:CENTERED DISC;3 IN;PN35;BW | 5 | EA | Drakensberg Pumped Storage
575 | 0708296 | VALVE:891215705;BYPASS;450 X 350 MM;7.2 | 5 | EA | Drakensberg Pumped Storage
576 | 0715945 | VALVE CHECK:NON-RETURN;650 MM;200 DEG C | 5 | EA | Drakensberg Pumped Storage
577 | 0738160 | VALVE:NRV NON RETURN;1/2 IN;16 BAR;FLOW | 5 | EA | Drakensberg Pumped Storage
578 | 0738822 | VALVE:INJECTION;6/4 - R 1/2 IN;7-16 BAR | 5 | EA | Drakensberg Pumped Storage
579 | 0738824 | VALVE:FOOT;20 MM;7-16 BAR;40 DEG | 5 | EA | Drakensberg Pumped Storage
580 | 0738906 | KIT COMPRSR REPR:SERV;SPHERICAL VALVE | 5 | EA | Drakensberg Pumped Storage
581 | 0628695 | VALVE BALL:20 MM;40 BAR;200 DEG C;SS;44 | 5 | EA | Ingula Pump Storage
582 | 0620405 | VALVE BALL:200 MM;JIS 10 K;10 K;FLANGE | 5 | EA | Ingula Pump Storage
583 | 0620406 | VALVE BALL:200 MM;JIS 10 K;10 K;FLANGE | 5 | EA | Ingula Pump Storage
584 | 0692543 | VALVE:033930;NON RETURN;20 MM;-10 TO 100 | 5 | EA | Ingula Pump Storage
585 | 0628696 | VALVE BALL:1/2 IN;2000 KPA;200 DEG C;SS | 5 | EA | Ingula Pump Storage
586 | 0643978 | VALVE BALL:1/2 IN;PN500;180 DEG C;THD;SS | 5 | EA | Ingula Pump Storage
587 | 0637420 | VALVE BALL:DN 50;PN100;0-30 DEG C;FLANGE | 5 | EA | Ingula Pump Storage
588 | 0643976 | VALVE BALL:DN 50;PN200;180 DEG C;THD;SS | 5 | EA | Ingula Pump Storage
589 | 0657951 | VALVE BALL:DN 80;PN100;0-30 DEG C;FLANGE | 5 | EA | Ingula Pump Storage
590 | 0657952 | VALVE BALL:DN 80;PN100;0-40 DEG C;FLANGE | 5 | EA | Ingula Pump Storage
591 | 0657953 | VALVE BALL:DN 80;PN100;0-40 DEG C;FLANGE | 5 | EA | Ingula Pump Storage
592 | 0628693 | VALVE BALL:25 MM;63;200 DEG C;FEMALE THD | 5 | EA | Ingula Pump Storage
593 | 0619983 | VALVE BALL:50 MM;10 KPA;JIS10K;FLANGED | 5 | EA | Ingula Pump Storage
594 | 0628694 | VALVE BALL:50 MM;63 BAR;200 DEG C;SS;140 | 5 | EA | Ingula Pump Storage
595 | 0637421 | VALVE BALL:DN 100;PN100;-10 TO 50 DEG C | 5 | EA | Ingula Pump Storage
596 | 0648284 | VALVE:EMERGENCY CLOSING;13 MM;350 BAR | 5 | EA | Ingula Pump Storage
597 | 0646934 | VALVE:DIRECTIONAL;NG 6;350 BAR;-25 TO 70 | 5 | EA | Ingula Pump Storage
598 | 0642473 | VALVE:DIRECTIONAL;8/4 MM;350 BAR;52;49 | 5 | EA | Ingula Pump Storage
599 | 0637416 | VALVE:SAFETY;DN40;35 BAR;20 DEG C;1.4408 | 5 | EA | Ingula Pump Storage
600 | 0630729 | VALVE:ISOLATING GAUGE;DN 4;PN400;140 MM | 5 | EA | Ingula Pump Storage
601 | 0630728 | VALVE:ISOLATING GAUGE;DN 4;-20 TO 200;SS | 5 | EA | Ingula Pump Storage
602 | 0072645 | VALVE:HYDRAULIC;3/4 IN | 5 | EA | Ingula Pump Storage
603 | 0644906 | VALVE CHECK:DUAL PURPOSE;1-1/2 IN;3000 | 5 | EA | Ingula Pump Storage
604 | 0628680 | VALVE CHECK:DISC;DN 80;PN40;-200 TO 550 | 5 | EA | Ingula Pump Storage
605 | 0644902 | VALVE:DIRECTIONAL PISTON;NG10;315 BAR;SS | 5 | EA | Ingula Pump Storage
606 | 0623858 | VALVE CHECK:2FRM16-32/160L;FLOW CONTROL | 5 | EA | Ingula Pump Storage
607 | 0623859 | VALVE CHECK:2FRM10-31/50L;FLOW CONTROL | 5 | EA | Ingula Pump Storage
608 | 0178003 | VALVE CHECK:100 MM;3-8 BAR;50-100 DEG C | 5 | EA | Ingula Pump Storage
609 | 0628204 | VALVE BTRFLY:WAFER;DN65;16 BAR;CI;46 MM | 5 | EA | Ingula Pump Storage
610 | 0643980 | VALVE BTRFLY:WAFER;DN40;16 BAR;200 DEG C | 5 | EA | Ingula Pump Storage
611 | 0623861 | VALVE CHECK:FT257/6 100 0 BAR;1 IN;320 | 5 | EA | Ingula Pump Storage
612 | 0692898 | VALVE SLND:VS3P-4030-10G HMJ-X;1/2 IN;3 | 5 | EA | Ingula Pump Storage
613 | 0692543 | VALVE:033930;NON RETURN;20 MM;-10 TO 100 | 5 | EA | Ingula Pump Storage
614 | 0628662 | VALVE:4"707 SD;SAFETY;4 IN;53 BAR;538;PT | 5 | EA | Ingula Pump Storage
615 | 0619975 | VALVE:CA200MP;SHUT OFF;3/8 IN;200 BAR;55 | 5 | EA | Ingula Pump Storage
616 | 0041833 | VALVE:COMPRESSOR;175 MM;PRESSURE;STL | 5 | EA | Ingula Pump Storage
617 | 0637382 | VALVE:CONCENTRIC;OD 225 X THK 30 MM;380 | 5 | EA | Ingula Pump Storage
618 | 0701459 | VALVE:CONTROL;NG10;120 BAR;20-60 DEG C | 5 | EA | Ingula Pump Storage
619 | 0644954 | VALVE:DIRECTIONAL CONTROL;6 MM;350 BAR | 5 | EA | Ingula Pump Storage
620 | 0623860 | VALVE CHECK:FT257/6 114 1 BAR;1-1/4 IN | 5 | EA | Ingula Pump Storage
621 | 0731181 | VALVE CHECK:E65;DN25 MM;PN40;FLANGE;0.01 | 5 | EA | Ingula Pump Storage
622 | 0644907 | VALVE CHECK:DUAL PURPOSE;2-1/2 IN;3000 | 5 | EA | Ingula Pump Storage
623 | 0655868 | VALVE BTRFLY:WAFER;250 MM;PN100;FLANGE | 5 | EA | Ingula Pump Storage
624 | 0628207 | VALVE BTRFLY:WAFER;DN125;16 BAR;CI;56 MM | 5 | EA | Ingula Pump Storage
625 | 0628203 | VALVE BTRFLY:WAFER;DN 50;10 BAR;CI;43 MM | 5 | EA | Ingula Pump Storage
626 | 0628205 | VALVE BTRFLY:WAFER;80 MM;10 BAR;CI;46 MM | 5 | EA | Ingula Pump Storage
627 | 0657949 | VALVE BALL:DN125;PN16;40 DEG C;FLANGE;SS | 5 | EA | Ingula Pump Storage
628 | 0657948 | VALVE BALL:DN125;PN100;2-40 DEG C;FLANGE | 5 | EA | Ingula Pump Storage
629 | 0657950 | VALVE BALL:DN65;PN100;0-40 DEG C;FLANGE | 5 | EA | Ingula Pump Storage
630 | 0655832 | VALVE BTRFLY:WAFER;200 MM;PN 16;FLANGE | 5 | EA | Ingula Pump Storage
631 | 0655865 | VALVE BTRFLY:WAFER;150 MM;PN40;FLANGE;SS | 5 | EA | Ingula Pump Storage
632 | 0620187 | VALVE BALL:X13W-40P;1/2 IN;1 MPA;100;STL | 5 | EA | Ingula Pump Storage
633 | 0655834 | VALVE BTRFLY:WAFER;600 MM;PN 16;FLANGE | 5 | EA | Ingula Pump Storage
634 | 0655831 | VALVE BTRFLY:WAFER;300 MM;PN 16;FLANGE | 5 | EA | Ingula Pump Storage
635 | 0655867 | VALVE BTRFLY:WAFER;300 MM;PN25;FLANGE;SS | 5 | EA | Ingula Pump Storage
636 | 0655833 | VALVE BTRFLY:WAFER;150 MM;PN 16;FLANGE | 5 | EA | Ingula Pump Storage
637 | 0655866 | VALVE BTRFLY:WAFER;200 MM;PN40;FLANGE;SS | 5 | EA | Ingula Pump Storage
638 | 0628206 | VALVE BTRFLY:WAFER;DN 100;10 BAR;CI;52 | 5 | EA | Ingula Pump Storage
639 | 0637555 | VALVE CHECK:NON RETURN;G 3/4 IN;1 BAR;SS | 5 | EA | Ingula Pump Storage
640 | 0715945 | VALVE CHECK:NON-RETURN;650 MM;200 DEG C | 5 | EA | Ingula Pump Storage
641 | 0655823 | VALVE CHECK:PRESSURE;DN400;16 BAR;CI;480 | 5 | EA | Ingula Pump Storage
642 | 0623866 | VALVE SLND:M-3SED6UK13/350CG24N9K4;3/2 | 5 | EA | Ingula Pump Storage
643 | 0623874 | VALVE SLND:4WE10C50/EG24N9K4/M;PORT 11 | 5 | EA | Ingula Pump Storage
644 | 0726792 | VALVE SLND:28 MM;230 VAC;100 BAR;BRS;AIR | 5 | EA | Ingula Pump Storage
645 | 0062540 | VALVE SLND:220 V | 5 | EA | Ingula Pump Storage
646 | 0668248 | VALVE SLND:1-1/2 IN;PLUNGER;230 V;16 BAR | 5 | EA | Ingula Pump Storage
647 | 0617885 | VALVE SLND:1/4 IN;2/1;220 VDC;2 MPA;IN | 5 | EA | Ingula Pump Storage
648 | 0668261 | VALVE SLND:1 IN;PLUNGER;230 V;33 BAR;THD | 5 | EA | Ingula Pump Storage
649 | 0694573 | VALVE SLND:1 IN;1/1;24 VDC;10 BAR;FNPT | 5 | EA | Ingula Pump Storage
650 | 0659669 | VALVE RELF:V/50;1 IN;0.025-0.08 BAR;90;6 | 5 | EA | Ingula Pump Storage
651 | 0623862 | VALVE CHECK:FT257/6 114 8 BAR;1-1/4 IN | 5 | EA | Ingula Pump Storage
652 | 0637556 | VALVE CHECK:NON RETURN;1-5/8 IN;10 BAR | 5 | EA | Ingula Pump Storage
653 | 0637558 | VALVE CHECK:NON RETURN;DIN 50;PN40;0-100 | 5 | EA | Ingula Pump Storage
654 | 0628742 | VALVE CHECK:NON RETURN;DN 100;PN40;60 MM | 5 | EA | Ingula Pump Storage
655 | 0637559 | VALVE CHECK:NON RETURN;DN 80;PN100-160 | 5 | EA | Ingula Pump Storage
656 | 0655829 | VALVE DIAPH:WET PILOT ACTUATION;6 IN;250 | 5 | EA | Ingula Pump Storage
657 | 0657954 | VALVE FLPR:CHECK;DN65;FLANGE;SS;TURBINE | 5 | EA | Ingula Pump Storage
658 | 0657955 | VALVE FLPR:CHECK;DN80;FLANGE;SS;TURBINE | 5 | EA | Ingula Pump Storage
659 | 0620393 | VALVE GATE:100 MM;ISOLATING;FLANGE;300 | 5 | EA | Ingula Pump Storage
660 | 0620394 | VALVE GATE:1-1/2 IN;ISOLATING;FLANGE;160 | 5 | EA | Ingula Pump Storage
661 | 0620397 | VALVE GATE:200 MM;ISOLATING;FLANGE;450 | 5 | EA | Ingula Pump Storage
662 | 0620398 | VALVE GATE:200 MM;ISOLATING;JIS 20 K;20 | 5 | EA | Ingula Pump Storage
663 | 0620391 | VALVE GATE:250 MM;ISOLATING;2-2.8 MPA;SS | 5 | EA | Ingula Pump Storage
664 | 0655828 | VALVE DIAPH:WET PILOT ACTUATION;4 IN;250 | 5 | EA | Ingula Pump Storage
665 | 0637405 | VALVE CHECK:RIGHT ANGLE;3 IN;21 MPA | 5 | EA | Ingula Pump Storage
666 | 0721178 | VALVE CHECK:TL34;3 IN;2 BAR;-40-100;1.00 | 5 | EA | Ingula Pump Storage
667 | 0731175 | VALVE CHECK:TL34;DN80;2 BAR;-40 to 100 | 5 | EA | Ingula Pump Storage
668 | 0635725 | VALVE CHECK:WAFER;DN65;20 BAR;0-120;46 | 5 | EA | Ingula Pump Storage
669 | 0623867 | VALVE CHECK:Z1S10B05-2-41/F;SUBPLATE;350 | 5 | EA | Ingula Pump Storage
670 | 0623870 | VALVE CHECK:Z2FS6-2-44/2QV;TWIN THROTTLE | 5 | EA | Ingula Pump Storage
671 | 0620183 | VALVE GLB:1/2 IN;2.0 MPA;<100 DEG C;150 | 5 | EA | Ingula Pump Storage
672 | 0064665 | VALVE GLB:15 MM;MANUAL;SW;CS;600 LB | 5 | EA | Ingula Pump Storage
673 | 0620408 | VALVE GLB:2 IN;200 MM;HANDWHEEL;FLANGE | 5 | EA | Ingula Pump Storage
674 | 0620407 | VALVE GLB:50 MM;200 MM;HANDWHEEL;FLANGE | 5 | EA | Ingula Pump Storage
675 | 0620181 | VALVE GLB:SC-F10K-15A;1/2 IN;1 TO 1.2 | 5 | EA | Ingula Pump Storage
676 | 0620186 | VALVE GLB:SC-F10K-25A;1 IN;1 TO 1.2 MPA | 5 | EA | Ingula Pump Storage
677 | 0623904 | VALVE RELF:LFA40H2-71/F;NS40;ADJUSTABLE | 5 | EA | Ingula Pump Storage
678 | 0623903 | VALVE RELF:LFA16H2-71/F;NS16;ADJUSTABLE | 5 | EA | Ingula Pump Storage
679 | 0655228 | VALVE RELF:G1/2 IN;365 KPA;-10 TO 220;46 | 5 | EA | Ingula Pump Storage
680 | 0639776 | VALVE RELF:G1/2 IN;3 BAR;0-20 DEG C;90 | 5 | EA | Ingula Pump Storage
681 | 0620399 | VALVE GATE:250 MM;ISOLATING;FLANGE;450 | 5 | EA | Ingula Pump Storage
682 | 0620395 | VALVE GATE:300 MM;ISOLATING;FLANGE;500 | 5 | EA | Ingula Pump Storage
683 | 0620396 | VALVE GATE:300 MM;ISOLATING;JIS 20 K;20 | 5 | EA | Ingula Pump Storage
684 | 0620392 | VALVE GATE:50 MM;ISOLATING;FLANGE;213 MM | 5 | EA | Ingula Pump Storage
685 | 0628697 | VALVE RELF:3/4 IN;47.2 BAR;-10 TO 100;10 | 5 | EA | Ingula Pump Storage
686 | 0637561 | VALVE RELF:DN 3/4 X 1 IN;53 BAR;THD;BRS | 5 | EA | Ingula Pump Storage
687 | 0655227 | VALVE RELF:DN 1 X 1-1/4 IN;8 BAR;THD;BRZ | 5 | EA | Ingula Pump Storage
688 | 0623863 | VALVE RELF:DBW10B2-52/300-6EG24N9K4;NS10 | 5 | EA | Ingula Pump Storage
689 | 0644952 | VALVE RELF:30 MM;100 BAR;-30 TO 80 DEG C | 5 | EA | Ingula Pump Storage
690 | 0068148 | VALVE RELF:50 MM;35 KPA;THD;STL;BRS;2-20 | 5 | EA | Ingula Pump Storage
691 | 0619974 | VALVE RELF:BK033;1/2 IN;1.5 MPA;120;STL | 5 | EA | Ingula Pump Storage
692 | 0623857 | VALVE RELF:DB20-2-52/315;1 IN;94 BAR;100 | 5 | EA | Ingula Pump Storage
693 | 0660516 | VALVE PLT:GPFX730094P0001;1 WAY;6 MM;STL | 5 | EA | Ingula Pump Storage
694 | 0659664 | VALVE RELF:03/16-08711;8 MM;11 BAR;BRS;6 | 5 | EA | Ingula Pump Storage
695 | 0637560 | VALVE RELF:1 IN;88 BAR;0-50 DEG C;SS;SS | 5 | EA | Ingula Pump Storage
696 | 0617883 | VALVE RELF:1/2 IN;2.1 MPA;220 DEG C;STL | 5 | EA | Ingula Pump Storage
697 | 0637562 | VALVE RELF:1/2 IN;3 BAR;0-20 DEG C;SS;SS | 5 | EA | Ingula Pump Storage
698 | 0644950 | VALVE RELF:10 MM;130 BAR;-30 TO 80 DEG C | 5 | EA | Ingula Pump Storage
699 | 0644949 | VALVE RELF:10 MM;65 BAR;-30 TO 80 DEG C | 5 | EA | Ingula Pump Storage
700 | 0644951 | VALVE RELF:30 MM;130 BAR;-30 TO 80 DEG C | 5 | EA | Ingula Pump Storage
701 | 0644953 | VALVE RELF:20 MM;100 BAR;-30 TO 80 DEG C | 5 | EA | Ingula Pump Storage
702 | 0637402 | VALVE RELF:3 IN;25 MPA;-15 TO 75 DEG C | 5 | EA | Ingula Pump Storage
703 | 0783932 | VALVE BTRFLY:VALVE BUTTERFLY;DN 80 MM;95 | 5 | EA | Ingula Pump Storage
704 | 0783504 | VALVE GLB:100 MM;16 BAR;400 DEG;230 MM | 4 | EA | Palmiet Pumped Storage
705 | 0783650 | VALVE:BELLOWS SEAL GLOBE;1/2 IN;30;58 MM | 4 | EA | Palmiet Pumped Storage
706 | 0774960 | KIT:PRESSURE RELIEF VALVES | 4 | EA | Palmiet Pumped Storage
707 | 0783663 | VALVE CHECK:NON RETURN;20 MM;16 BAR;52 | 4 | EA | Palmiet Pumped Storage
708 | 0783420 | VALVE GATE:250 MM;GATE VALVE;10 BAR;332 | 4 | EA | Palmiet Pumped Storage
709 | 0692548 | VALVE CHECK:SWING DISK NRV;1 IN;300 LB | 4 | EA | Palmiet Pumped Storage
710 | 0783648 | VALVE GLB:25 MM;10 BAR;120 DEG C;127 MM | 4 | EA | Palmiet Pumped Storage
711 | 0783662 | VALVE CHECK:WAFER;150 MM;16 BAR;5 to 40 | 4 | EA | Palmiet Pumped Storage
712 | 0783651 | VALVE GLB:50 MM;16 BAR;-120 to 200 DEG C | 4 | EA | Palmiet Pumped Storage
713 | 0783429 | VALVE CHECK:SWING;50 MM;76 BAR;538 DEG C | 4 | EA | Palmiet Pumped Storage
714 | 0783504 | VALVE GLB:100 MM;16 BAR;400 DEG;230 MM | 4 | EA | Palmiet Pumped Storage
715 | 0783652 | VALVE GATE:250 MM;SOLID WEDGE;10 BAR;120 | 4 | EA | Palmiet Pumped Storage
716 | 0783647 | VALVE GATE:80 MM;SOLID WEDGE;10 BAR;120 | 4 | EA | Palmiet Pumped Storage
717 | 0784003 | VALVE RELF:1 IN;600 KPA G;-20 TO -260;44 | 4 | EA | Palmiet Pumped Storage
718 | 0784000 | VALVE BTRFLY:WAFER;6 IN;20.7 BAR;100;61 | 4 | EA | Palmiet Pumped Storage
719 | 0784005 | VALVE GATE:200 MM;SOLID WEDGE;16 BAR;317 | 4 | EA | Palmiet Pumped Storage
720 | 0784002 | VALVE GATE:250 MM;SOLID WEDGE;16 BAR;380 | 4 | EA | Palmiet Pumped Storage
721 | 0784001 | VALVE GATE:2 IN;SOLID WEDGE;20 BAR;74 MM | 4 | EA | Palmiet Pumped Storage
722 | 0784004 | VALVE CHECK:SPRING;50 MM;18 BAR;101 MM | 4 | EA | Palmiet Pumped Storage
[9 empty] | GRAND TOTAL (ZAR): | 0
ADDITIONAL PRICING REQUIREMENTS
1. CATALOGUING OF NEW VALVES (For items not currently in Eskom stock catalogue)
Description | Unit | Rate (ZAR) | Notes
Cataloguing fee per new valve item | Per Item |  | Enter rate for cataloguing new items
2. COST PLUS PERCENTAGE (Markup on cost of goods)
Description | Percentage (%) | Applicable To | Notes
Cost Plus Percentage - Local Items |  | Local ZAR items
Cost Plus Percentage - Imported Items |  | Foreign currency items
3. TRANSPORTATION / DELIVERY RATES
Description | Rate per km (ZAR) | Estimated Lead Time (Days) | Notes
Transportation Rate (applicable to all Peaking Power Stations)
📌 Note: Single rate per km applies to deliveries to all Peaking Power Stations: Acacia, Port Rex, Ankerlig, Gourikwa, Drakensberg, Palmiet, Ingula, Gariep/Vanderkloof, and Sere Wind Farm.

## Detail Descriptions C2.2
ESKOM HOLDINGS SOC LTD
DETAIL DESCRIPTIONS - PRICE SCHEDULE C2.2
Tender Enquiry No: E2979GXPOU - Supply and delivery of various valves and valve components for Peaking Power Stations
📌 This sheet provides detailed descriptions for each material code. The Item Number corresponds to the line item on the Price Schedule.
Item Number | Material Code | Purchase Order Description
1 | 0023834 | VALVE, SOLENOID: PIPE SIZE: 35 MM; STYLE: 2 WAY; POTENTIAL: 125 VDC; CONNECTION: NPT; BODY MATERIAL: STAINLESS STEEL; OPERATED: PRESSURE; ENCLOSURE RATING: IP67; MEDIUM: FUEL; SUPPL P/N: 679V100A; REFERENCE NO: 1142; 711680; FUEL SHUT OFF, MAKE ALTAIR
2 | 0023886 | VALVE, BUTTERFLY: TYPE: WAFER; VALVE SIZE: 150 MM; CONNECTION: FLANGE; BODY MATERIAL: STL; OPERATED: AIR; TRIM: DISC STL; ACTUATOR/ASSY,BLEED
3 | 0023887 | VALVE, BUTTERFLY: TYPE: WAFER; VALVE SIZE: 150 MM; CONNECTION: FLANGE; BODY MATERIAL: STL; OPERATED: AIR; TRIM: DISC STL; ACTUATOR AND VALVE ASSY; BLEED
4 | 0023899 | VALVE: TYPE: CONTROL; ASSY; AIR STARTER
5 | 0023900 | ASSEMBLY: TYPE: AIR RELEASE VALVE FILTER; DIMENSIONS: 42 IN
6 | 0023905 | VALVE, SOLENOID: PIPE SIZE: 25 MM; STYLE: 2 WAY; POTENTIAL: 110 VAC; 120 VDC; DESIGN RATING: 115/225/300 KPA; CONNECTION: FNPT; BODY MATERIAL: BRASS; OPERATED: AIR; ENCLOSURE RATING: IP67; MEDIUM: AIR/GAS/WATER; POWER: 20 W; ORIFICE SIZE: 25 MM; FREQUENCY 50/60 HZ, FOR USE ON COMPRESSOR
7 | 0023909 | VALVE: TYPE: TEMPERATURE CONTROL; VALVE SIZE: 40 MM; DESIGN RATING: 150 BAR; CONNECTION: FLANGE; OPERATED: TEMPERATURE; BODY MATERIAL: STL; STYLE: BOLTED BONNET; TRIM: BONNET STL; DISC SS; GRADE: WC8; MODEL NO: 83937-3; REFERENCE NO: E76L375; RANGE: 150 - 220, MAKE ROBERSHAW
8 | 0041833 | VALVE: TYPE: COMPRESSOR; VALVE SIZE: 175 MM; OPERATED: PRESSURE; BODY MATERIAL: STL; TRIM: DISC SS; 2ND STAGE CONCENTRIC
9 | 0043039 | HEAD, CYLINDER: TYPE: 1ST STG VALVE; SUPPL P/N: 4656; ITEM 23 POS 230, SIZE 128MM X 128 MM X 20 MM;USED ON THE SULZER BURCKHART COMPRESSOR TYPE C4N2F
10 | 0043262 | VALVE: TYPE: SUCTION; VALVE SIZE: 144 MM; CONNECTION: COMPRESSION; OPERATED: PRESSURE; BODY MATERIAL: STAINLESS STEEL; TRIM: DISC STL; REFERENCE NO: HT303811; 2ND STAGE; 20P-4PORTS; 46.3MM THK PLATE; 88MM THK O/A; WITH HEX NUT, WASHER AND SPLIT PIN
11 | 0043264 | VALVE: TYPE: SUCTION; VALVE SIZE: 104 MM; CONNECTION: COMPRESSION; OPERATED: PRESSURE; BODY MATERIAL: STAINLESS STEEL; TRIM: DISC STL; REFERENCE NO: HT303815; 4TH STAGE; 20P-2PORTS; 46.3MM THK PLATE; 89MM THK O/A; WITH HEX NUT, WASHER AND SPLIT PIN
12 | 0043264 | VALVE: TYPE: SUCTION; VALVE SIZE: 104 MM; CONNECTION: COMPRESSION; OPERATED: PRESSURE; BODY MATERIAL: STAINLESS STEEL; TRIM: DISC STL; REFERENCE NO: HT303815; 4TH STAGE; 20P-2PORTS; 46.3MM THK PLATE; 89MM THK O/A; WITH HEX NUT, WASHER AND SPLIT PIN
13 | 0043264 | VALVE: TYPE: SUCTION; VALVE SIZE: 104 MM; CONNECTION: COMPRESSION; OPERATED: PRESSURE; BODY MATERIAL: STAINLESS STEEL; TRIM: DISC STL; REFERENCE NO: HT303815; 4TH STAGE; 20P-2PORTS; 46.3MM THK PLATE; 89MM THK O/A; WITH HEX NUT, WASHER AND SPLIT PIN
14 | 0043265 | VALVE: TYPE: DISCHARGE; VALVE SIZE: 164 MM; CONNECTION: COMPRESSION; OPERATED: PRESSURE; BODY MATERIAL: STAINLESS STEEL; TRIM: DISC STL; REFERENCE NO: HT303810; ASSY; 1ST STAGE 20P- 5PORTS; 46.0MM THK PLATE; 70MM THK O/A; WITH HEX NUT AND SPLIT PIN
15 | 0062308 | VALVE, RELIEF: VALVE SIZE: 24 X 12 MM; SET PRESSURE: 14.5 KGF/CM; CONNECTION: NPT X FNPT; BODY MATERIAL: BRASS; REFERENCE NO: M096-84176222/23P10; SAFETY; POP; TYPE RCX-SO; SEAT DIA. 12MM
16 | 0062309 | VALVE, SOLENOID: PIPE SIZE: 1/4 IN; STYLE: 3 WAY; POTENTIAL: 220 VDC; DESIGN RATING: 35 KGF/CM; CONNECTION: FNPT; BODY MATERIAL: BRASS; MEDIUM: AIR/GAS/OIL/WATER; POWER: 9.7 W; ORIFICE SIZE: 3/64 IN; DRAWING NO: M096-8417222/23P8 REV 1; CAT NO: T8262D19; REFERENCE NO: 364202; 8321A2; GENERAL PURPOSE ENCLOSURE
17 | 0062311 | VALVE, SOLENOID: PIPE SIZE: 3/8 IN; STYLE: 2 WAY; POTENTIAL: 220 VDC; DESIGN RATING: 0.7/14 KGF/CM; CONNECTION: FNPT; BODY MATERIAL: BRASS; MEDIUM: AIR/GAS/OIL/WATER; POWER: 9.7 W; ORIFICE SIZE: 9/32 IN; REFERENCE NO: 364201; 8263D19; GENERAL PURPOSE ENCLOSURE
18 | 0062312 | VALVE, SOLENOID: PIPE SIZE: 10 MM; STYLE: 4/2 WAY; POTENTIAL: 250 VAC; DESIGN RATING: 315 BAR; CONNECTION: COMPRESSION; BODY MATERIAL: STEEL; OPERATED: DC SOLENOID; ENCLOSURE RATING: IP54; MEDIUM: AIR/LIQUID; POWER: 36 W; MANUF P/N: S10G51G0230615MV; CAT NO: 52051.9000; HERION DIRECTIONAL CONTROL VALVE - PRESSURE TEST CERTIFICATES TO BE SUPPLIED ON DELIVERY
19 | 0062413 | VALVE, SOLENOID: PIPE SIZE: 12 MM; STYLE: 4 WAY; POTENTIAL: 240 - 250 VDC; DESIGN RATING: 70-700 KPA; CONNECTION: FNPT; BODY MATERIAL: BRASS; OPERATED: PRESSURE; ENCLOSURE RATING: IP65 EN 60529; MEDIUM: AIR/OIL/WATER; POWER: 11.2 W; APPLICATION: BLOWDOWN COMPRESSOR; REFERENCE NO: WP8345E001; GENERAL PURPOSE ENCLOSURE; 240 VDC COIL
20 | 0062540 | VALVE, SOLENOID: POTENTIAL: 220 V; SUPPL P/N: S2155
21 | 0062654 | VALVE, GATE: VALVE SIZE: 200 MM; TYPE: SOLID WEDGE; CONNECTION: FLANGE; BODY MATERIAL: CI; TRIM: BONNET CI; OPERATED: HANDWHEEL; STEM DESIGN: RISING OUTSIDE SCREW; STYLE: BOLTED BONNET; SUPPL P/N: Y1501-11
22 | 0062790 | VALVE, SOLENOID: PIPE SIZE: 8 MM; STYLE: 2 WAY; POTENTIAL: 120 VAC; DESIGN RATING: 150 LB; CONNECTION: FNPT; BODY MATERIAL: STEEL; MEDIUM: AIR/LIQUID; POWER: 10 W; ORIFICE SIZE: 1/16 X 3/64 IN; 60 HZ; GENERAL PURPOSE ENCLOSURE
23 | 0062793 | VALVE, SOLENOID: PIPE SIZE: 100 MM; STYLE: 2 WAY; POTENTIAL: 110/120 VAC; DESIGN RATING: 2.5 MPA; CONNECTION: FLANGE; BODY MATERIAL: STEEL; OPERATED: SOLENOID; ENCLOSURE RATING: IP 65 (EN 60529); MEDIUM: WATER; POWER: 220 VAC; CURRENT: 0.45 A; APPLICATION: GEN BEARING COOLER CW FLOW CONTROL; SPECIFICATION: PED; MANUF P/N: 8651000.9504.22050; REFERENCE NO: 27148735 & 27148736; SOLENOID VALVE INCLUDING A PISTON TYPE 2-WAY VALVE AND ELECTRICAL SOLENOID; DUTY CYCLE: 100% ED; VOLTAGE: FREQUENCY: 50HZ; VALVE MECHANICAL DETAILS: VALVE TYPE: 2/2 WAY PISTON VALVE; OPERATING PRESSURE: 0 - 25 BAR; RATED FLOW RATE: 125 M3/H = 34.7 L/S;VALVE MECHANICAL INTERFACE (FLANGE) DETAILS: FLANGE-TO-FLANGE FACE DIMENSION: 350MM; FLANGE STANDARD AND CLASS/TABLE: 100NB BS 4504 16/3;FLANGE OD = Ø220.0MM; RAISED FACE DIAMETER = Ø158.0MM; RAISED FACE HEIGHT = 3.0MM; NUMBER OF BOLTS = 8; BOLT HOLE DIAMETER = Ø18.0MM.
24 | 0063152 | VALVE, GATE: VALVE SIZE: 3/4 IN; TYPE: SOLID WEDGE; CONNECTION: FLANGE; BODY MATERIAL: BRASS; TRIM: DISC BRS; OPERATED: HANDWHEEL; STEM DESIGN: INSIDE SCREW; STYLE: THD BONNET; NEEDLE VALVE; FLANGE SIZE 105MM O/D; 4 HOLES 14MM DIA PCD 75MM; BS 2060
25 | 0063348 | VALVE, BALL: VALVE SIZE: 3/4 IN; DESIGN RATING: 1000 KPA; CONNECTION: FEMALE THD; OPERATED: LEVER; STYLE: 3 WAY; 3 PIECE; TRIM: BALL SS GR 316; SOFTGOODS: SEALS PTFE; GRADE: CF8M; ACID WATER OIL AND GAS; THROUGHWAY IN BALL TO BE 20 MM
26 | 0063385 | SEAT: TYPE: DISC SAFETY VALVE; DIMENSIONS: SQ 0.514 IN; MATERIAL: 1.4122 DIN X 35CRMO17; SUPPL P/N: 018109610; 601267620; MODEL NO: VSE2.40.25.A.50.I.22.123; USED ON SEMPELL; POSITION CODE RL01S010, RL02S009, RL03S008
27 | 0065786 | VALVE, GATE: VALVE SIZE: 250 MM; TYPE: SPHERICAL MANUAL BYPASS; CONNECTION: FLANGE; FACE TO FACE LENGTH: 250 MM; BODY MATERIAL: STEEL; OPERATED: HANDWHEEL; TEMPERATURE RATING: 16 DEG C; DESIGN RATING: 7.2 MPA; MAIN BY-PASS VALVE VOEST-ALPINE TYPE MB9-642-5320A ESKOM NO. 0.48/1121 DESIGNE PRESSURE = 7.2 MPA VALVE, BYPASS MAIN 5320 A
28 | 0065917 | VALVE, RELIEF: VALVE SIZE: 45 X 40 MM; SET PRESSURE: 70 BAR; CONNECTION: NPT X FNPT; BODY MATERIAL: STL; TRIM: DISC/SPRING STL; OPERATED: PRESSURE, SPRING; SAFETY
29 | 0065928 | BALL VLV:16 MM;STL
30 | 0066072 | VALVE, CHECK: TYPE: PISTON; VALVE SIZE: 25 MM; CONNECTION: NPT; BODY MATERIAL: STAINLESS STEEL; STYLE: THD CAP; TRIM: DISC/CAP STL; NON-RETURN; EO; TUBE SIZE 25MM OD EO TUBE CONNECTION AT BOTH ENDS
31 | 0066074 | VALVE, BALL: VALVE SIZE: 16 MM; DESIGN RATING: 100 BAR; TEMPERATURE RATING: -200 TO 200 DEG C; CONNECTION: NPT X FNPT; BODY MATERIAL: STEEL; OPERATED: LEVER; STYLE: 4 WAY; TRIM: BALL STL; SPECIFICATION: DIN 3230; PORT TYPE: 3 X MALE; 1 X FEMALE; APPLICATION: UPSTREAM SEAL CHANGE OVER VALVE; TYPE: MANUAL OPERATED; SUPPL P/N: 1017489; REFERENCE NO: 1017489; 3 MALE X 1 FEMALE; CHANGE-OVER; BLOCK; ARGUS
32 | 0066205 | VALVE, RELIEF: SET PRESSURE: 60 BAR; REFERENCE NO: MB8-222-2450C60B; SAFETY
33 | 0066232 | VALVE, DIAPHRAGM: VALVE SIZE: 15 MM; CONNECTION: FNPT; BODY MATERIAL: CI; DIAPHRAGM MATERIAL: RUBBER GR Q; OPERATED: HANDWHEEL; STYLE: WEIR; REFERENCE NO: A; SAUNDERS
34 | 0066529 | VALVE, CHECK: TYPE: SWING; VALVE SIZE: 400 MM; DESIGN RATING: 16 BAR; CONNECTION: FLANGE; BODY MATERIAL: CS; TRIM: BONNET/DISC STEEL; REFERENCE NO: 16SMZ; CHECKRITE NON-RETURN; HYDRO. TEST CERTIFICATE REQUIRED FOR ALL VALVES
35 | 0066535 | VALVE, BALL: VALVE SIZE: 1/2 IN; DESIGN RATING: 40 LB; TEMPERATURE RATING: 25 DEG C; CONNECTION: FNPT; BODY MATERIAL: STAINLESS STEEL; OPERATED: LEVER; STYLE: UNION BONNET; TRIM: BALL SS; BRASS; WITH FIXED FEMALE FLANGE EITHER END
36 | 0068148 | VALVE, RELIEF: VALVE SIZE: 50 MM; SET PRESSURE: 35 KPA; CONNECTION: THD; BODY MATERIAL: STL; TRIM: BRASS; OPERATED: SPRING; PRESSURE RANGE: 2-20 LB; REFERENCE NO: MD0014; SAFETY; TYPE 616-2; TYPE: HLP
37 | 0070478 | VALVE, RELIEF: VALVE SIZE: 50 X 32 MM; SET PRESSURE: 600 KPA; TEMPERATURE RATING: -10 TO 14 DEG C; CONNECTION: FLANGE; BODY MATERIAL: CI; TRIM: STAINLESS STEEL; OPERATED: PRESSURE; DESIGN RATING: 16 BAR; PRESSURE RANGE: 6 BAR; FIG NO: 4411/H2; REFERENCE NO: 16; SAFETY; INLET AND OUTLET PN16; TO SIZED TO DIN3320 AND TEST APPROVED IN ACCORDANCE WITH (AD-MERKBLATT A2); FLOW CAPACITY TO BE AT LEAST 35000 KG/HR
38 | 0071418 | VALVE, GATE: VALVE SIZE: 250 MM; TYPE: SOLID WEDGE; DESIGN PRESSURE: 10 BAR; DESIGN TEMPERATURE: 0-100 DEG C; CONNECTION: FLANGE; FACE TO FACE LENGTH: 325 MM; BODY MATERIAL: STEEL CAST; TRIM: BONNET/DISC STEEL; OPERATED: HANDWHEEL; STEM DESIGN: RISING OS; STYLE: BOLTED BONNET; DESIGN RATING: 10 BAR; REFERENCE NO: FBS10K250; PCD
39 | 0072012 | VALVE, BALL: VALVE SIZE: 50 MM; DESIGN RATING: 6 BAR; CONNECTION: FLANGE; BODY MATERIAL: STEEL; OPERATED: LEVER; STYLE: 2 WAY; TRIM: BALL STL; BOHMER; SERIES FK
40 | 0072040 | VALVE, GATE: VALVE SIZE: 3 IN; TYPE: SOLID WEDGE; CONNECTION: FLANGE; BODY MATERIAL: STEEL; TRIM: SEAT 13CR; OPERATED: HANDWHEEL; STEM DESIGN: RISING OUTSIDE SCREW; STYLE: BOLTED BONNET; GRADE: WCB; DESIGN RATING: 150 LB; REFERENCE NO: 2H27347; CAST; HIRATA
41 | 0072046 | VALVE, GATE: VALVE SIZE: 2-1/2 IN; CONNECTION: FLANGE; BODY MATERIAL: CS; DESIGN RATING: 150 LB; DRAWING NO: 2H27346 REV 1
42 | 0072057 | VALVE, GATE: VALVE SIZE: 100 MM; CONNECTION: FLANGE; BODY MATERIAL: CS; DESIGN RATING: 150 LB; REFERENCE NO: 2H27354; HIRATA
43 | 0072058 | VALVE, GATE: VALVE SIZE: 3/8 IN; TYPE: SOLID WEDGE; CONNECTION: FNPT; BODY MATERIAL: STEEL; TRIM: SEAT 13CR; OPERATED: HANDWHEEL; STEM DESIGN: RISING OUTSIDE SCREW; STYLE: BOLTED BONNET; DESIGN RATING: 600 LB; DRAWING NO: 2N27361 REV 1; FORGED; HIRATA
44 | 0072060 | VALVE, GLOBE: VALVE SIZE: 10 MM; OPERATED: HANDWHEEL; CONNECTION: FNPT; BODY MATERIAL: SS FORGED; TRIM: SEAT 13CR; STEM DESIGN: RISING OUTSIDE SCREW; STYLE: BOLTED BONNET; DESIGN RATING: 150 LB; DRAWING NO: 2S18670 REV 1; 3/8 INCH; HIRATA
45 | 0072062 | VALVE, GLOBE: VALVE SIZE: 1/2 IN; OPERATED: HANDWHEEL; CONNECTION: FLANGE; BODY MATERIAL: STL FORGED; TRIM: SEAT 13CR; STEM DESIGN: INSIDE SCREW; STYLE: BOLTED BONNET; DESIGN RATING: 150-800 LB; DRAWING NO: 2M18627 REV 1; HIRATA
46 | 0072645 | VALVE: TYPE: HYDRAULIC; VALVE SIZE: 3/4 IN
47 | 0073053 | VALVE, BUTTERFLY: TYPE: WAFER; VALVE SIZE: 75 MM; DESIGN RATING: 740 LB; TEMPERATURE RATING: -250 TO 500 DEG F; CONNECTION: FLANGE; BODY MATERIAL: STAINLESS STEEL; TRIM: DISC SS GR 316; ELECTRICAL; MINITORK ASSY TURB
48 | 0074427 | SEAL, RING: TYPE: VALVE END; INSIDE DIAMETER: 58 MM; OUTSIDE DIAMETER: 62 MM; THICKNESS: 3 MM; MATERIAL: TEFLON; APPLICATION: VALVE; REFERENCE NO: 20117-16
49 | 0074956 | VALVE, BALL: VALVE SIZE: 1-1/2 IN; DESIGN RATING: 600 LB; CONNECTION: BSP; BODY MATERIAL: CS; OPERATED: MANUAL; STYLE: 2 WAY; TRIM: BALL/STEM SS GR 304; SEAT PTFE
50 | 0077118 | VALVE, RELIEF: VALVE SIZE: 1/4 IN; SET PRESSURE: 60 LB; CONNECTION: NPT; BODY MATERIAL: BRASS; TRIM: SPRING STL; STEM BRS; OPERATED: PRESSURE, SPRING; SUPPL P/N: 3W123 662T2; STOP
51 | 0077124 | VALVE: TYPE: DISCHARGE; VALVE SIZE: 27 MM; CONNECTION: COMPRESSION; OPERATED: PRESSURE; BODY MATERIAL: STL; TRIM: DISC STL; REFERENCE NO: 30279459
52 | 0077134 | VALVE, RELIEF: VALVE SIZE: 1/4 IN; SET PRESSURE: 1300 LB; CONNECTION: NPT; BODY MATERIAL: BRASS; TRIM: SPRING STL; OPERATED: PRESSURE, SPRING; MODEL NO: 15T2; REFERENCE NO: X1396T19-1300; SAFETY; FOR TYPE 30; ING-RAND COMPRESSOR
53 | 0077142 | VALVE, RELIEF: VALVE SIZE: 1/4 IN; SET PRESSURE: 1300 LB; CONNECTION: NPT; BODY MATERIAL: BRASS; TRIM: SPRING STL; STEM BRS; OPERATED: PRESSURE, SPRING; REFERENCE NO: W123662T2; SAFETY; ING-RAND
54 | 0077155 | VALVE, SOLENOID: PIPE SIZE: 10 MM; STYLE: 5 WAY; POTENTIAL: 220 VAC; DESIGN RATING: 315 BAR; BODY MATERIAL: STEEL; MEDIUM: OIL; REFERENCE NO: S10G51G020001100; 35 HZ; CONNECTION MANIFOLD; GENERAL PURPOSE ENCLOSURE; PUMP PILOT VALVE
55 | 0077157 | VALVE: TYPE: EXHAUST; VALVE SIZE: 15 MM; CONNECTION: THD FEMALE; OPERATED: PRESSURE; BODY MATERIAL: ALUMINIUM; STYLE: 3 WAY; TRIM: BONNET AL; REFERENCE NO: 3340 B 10 HD-D6461; SCHOVILL SCHREIDER QUICK SHUTTLE VALVES
56 | 0077165 | VALVE, BALL: VALVE SIZE: 25 MM; DESIGN RATING: 315 LB; CONNECTION: FNPT; BODY MATERIAL: STEEL; OPERATED: LEVER; STYLE: 2 WAY; BOHMER BLOCK
57 | 0077169 | VALVE, GATE: VALVE SIZE: 100 MM; TYPE: SOLID WEDGE; CONNECTION: FLANGE; BODY MATERIAL: STEEL; TRIM: BONNET STL; OPERATED: HYDRAULIC; STEM DESIGN: RISING OUTSIDE SCREW; STYLE: BOLTED BONNET; DESIGN RATING: 150 LB; REFERENCE NO: 20WRC; RUNNER COOLING WATER SUPPLY AUTO
58 | 0077200 | VALVE: TYPE: SUCTION; VALVE SIZE: 167 MM; CONNECTION: COMPRESSION; OPERATED: PRESSURE; BODY MATERIAL: STL; TRIM: DISC STL; REFERENCE NO: HT303809; 1ST STAGE
59 | 0077201 | VALVE: TYPE: DISCHARGE; VALVE SIZE: 145 MM; CONNECTION: COMPRESSION; OPERATED: PRESSURE; BODY MATERIAL: STL; TRIM: DISC STL; REFERENCE NO: HT303812; ASSEMBLY; 2ND STAGE
60 | 0077202 | VALVE: TYPE: DISCHARGE; VALVE SIZE: 103.7 MM; DESIGN RATING: 0-250 DEG C; TEMPERATURE RATING: 0-250 DEG C; CONNECTION: COMPRESSION; OPERATED: PRESSURE; BODY MATERIAL: STL; TRIM: DISC STL; REFERENCE NO: HT303814; ASSEMBLY; 3RD STAGE
61 | 0077203 | VALVE: TYPE: DISCHARGE; VALVE SIZE: 104.4 MM; CONNECTION: COMPRESSION; OPERATED: PRESSURE; BODY MATERIAL: STL; TRIM: DISC STL; REFERENCE NO: HT303816; ASSEMBLY; 4TH STAGE
62 | 0077242 | VALVE, ANGLE: TYPE: GLOBE; VALVE SIZE: 100 MM; DESIGN RATING: 600 LB; CONNECTION: FLANGE; BODY MATERIAL: STL; OPERATED: HYDRAULIC; STYLE: BOLTED BONNET; TRIM: BONNET/STEM STL; DRAWING NO: M-6WO78AG8 REV 1; REFERENCE NO: 20DA1/2; AIR ADMISSION; FOR TAIL WATER DEPRESSING
63 | 0177857 | VALVE: TYPE: CONTROL; VALVE SIZE: 38 MM; CONNECTION: FLANGE; OPERATED: AIR; BODY MATERIAL: CS; STYLE: BOLTED BONNET; TRIM: DISC STL
64 | 0178035 | VALVE, RELIEF: REFERENCE NO: 0523C
65 | 0233792 | VALVE, SOLENOID: PIPE SIZE: DN15; STYLE: 2 WAY; POTENTIAL: 220 VDC; DESIGN RATING: 100 BAR; CONNECTION: FLANGE; BODY MATERIAL: GR 1.4404/1.4571; OPERATED: NO; ENCLOSURE RATING: IP65; MEDIUM: HEIZOL; CURRENT: 0.22 A; ORIFICE SIZE: DN 15; COIL: 220 V DC; MANUF P/N: FK15NO1E; SUPPL P/N: A2A50187268; REFERENCE NO: PB0000144283; 503443; 2.5 M3/HR; WITH 4 X 14 MM DIA HOLES DRILLED INTO FLANGE
66 | 0233792 | VALVE, SOLENOID: PIPE SIZE: DN15; STYLE: 2 WAY; POTENTIAL: 220 VDC; DESIGN RATING: 100 BAR; CONNECTION: FLANGE; BODY MATERIAL: GR 1.4404/1.4571; OPERATED: NO; ENCLOSURE RATING: IP65; MEDIUM: HEIZOL; CURRENT: 0.22 A; ORIFICE SIZE: DN 15; COIL: 220 V DC; MANUF P/N: FK15NO1E; SUPPL P/N: A2A50187268; REFERENCE NO: PB0000144283; 503443; 2.5 M3/HR; WITH 4 X 14 MM DIA HOLES DRILLED INTO FLANGE
67 | 0233844 | VALVE, CHECK: BODY MATERIAL: CI; SUPPL P/N: MBV30AA201; C5V08311B5; LIFTING OIL; KKS; FOR USE ON LIFTING OIL PUMP MBV BASE PIPING ON GT AUX SYSTEM
68 | 0233844 | VALVE, CHECK: BODY MATERIAL: CI; SUPPL P/N: MBV30AA201; C5V08311B5; LIFTING OIL; KKS; FOR USE ON LIFTING OIL PUMP MBV BASE PIPING ON GT AUX SYSTEM
69 | 0233849 | VALVE, BALL: VALVE SIZE: 1 IN; DESIGN RATING: 40 BAR; CONNECTION: BSP; BODY MATERIAL: STAINLESS STEEL; OPERATED: LEVER; STYLE: 1 WAY; TRIM: STAINLESS STEEL; SOFTGOODS: PTFE; SUPPL P/N: MBV23AA412; REFERENCE NO: SLV3800141; MBV25AA401; WITH ATTACHMENT, KKS; FOR USE ON LUBE OIL FILTER ON MBV BASE PIPING ON GT AUX SYSTEM
70 | 0233849 | VALVE, BALL: VALVE SIZE: 1 IN; DESIGN RATING: 40 BAR; CONNECTION: BSP; BODY MATERIAL: STAINLESS STEEL; OPERATED: LEVER; STYLE: 1 WAY; TRIM: STAINLESS STEEL; SOFTGOODS: PTFE; SUPPL P/N: MBV23AA412; REFERENCE NO: SLV3800141; MBV25AA401; WITH ATTACHMENT, KKS; FOR USE ON LUBE OIL FILTER ON MBV BASE PIPING ON GT AUX SYSTEM
71 | 0233850 | VALVE: TYPE: ISOLATING; VALVE SIZE: NB 4; DESIGN RATING: 400 BAR; CONNECTION: BSP; OPERATED: HANDWHEEL; BODY MATERIAL: 1.046; STYLE: ISOLATE/VENT; REFERENCE NO: MBV31AA301; MBV31AA305; MBV21AA301; MBV23AA301; FOR USE ON GT AUX SYSTEMS
72 | 0233850 | VALVE: TYPE: ISOLATING; VALVE SIZE: NB 4; DESIGN RATING: 400 BAR; CONNECTION: BSP; OPERATED: HANDWHEEL; BODY MATERIAL: 1.046; STYLE: ISOLATE/VENT; REFERENCE NO: MBV31AA301; MBV31AA305; MBV21AA301; MBV23AA301; FOR USE ON GT AUX SYSTEMS
73 | 0233851 | VALVE: TYPE: BALANCE; VALVE SIZE: 3/8 IN; DESIGN RATING: 16 BAR; TEMPERATURE RATING: 80-100 DEG C; CONNECTION: 3/8 IN-BSPP; OPERATED: KNOB; BODY MATERIAL: STL HARDENED BS 970; SPECIFICATION: 305000; SPECIAL FEATURES: HAND WHEEL; STL VERSION; MANUF P/N: 305000; REFERENCE NO: SLV3800141; MBV25AA252; FOR USE ON LUBE OIL FILTER ON MBV BASE PIPING ON GT AUX SYSTEM
74 | 0233851 | VALVE: TYPE: BALANCE; VALVE SIZE: 3/8 IN; DESIGN RATING: 16 BAR; TEMPERATURE RATING: 80-100 DEG C; CONNECTION: 3/8 IN-BSPP; OPERATED: KNOB; BODY MATERIAL: STL HARDENED BS 970; SPECIFICATION: 305000; SPECIAL FEATURES: HAND WHEEL; STL VERSION; MANUF P/N: 305000; REFERENCE NO: SLV3800141; MBV25AA252; FOR USE ON LUBE OIL FILTER ON MBV BASE PIPING ON GT AUX SYSTEM
75 | 0233857 | VALVE, BUTTERFLY: TYPE: WAFER; VALVE SIZE: 150 MM; DESIGN RATING: PN16; TEMPERATURE RATING: -10 TO 80 DEG C; CONNECTION: FLANGE; BODY MATERIAL: STEEL; OPERATED: HANDLEVER; TRIM: STAINLESS STEEL; SOFTGOODS: RUBBER; REFERENCE NO: MBV21AA254; ECLS 71391; FOR USE ON MBV BASE PIPING ON GT AUX SYSTEM
76 | 0233857 | VALVE, BUTTERFLY: TYPE: WAFER; VALVE SIZE: 150 MM; DESIGN RATING: PN16; TEMPERATURE RATING: -10 TO 80 DEG C; CONNECTION: FLANGE; BODY MATERIAL: STEEL; OPERATED: HANDLEVER; TRIM: STAINLESS STEEL; SOFTGOODS: RUBBER; REFERENCE NO: MBV21AA254; ECLS 71391; FOR USE ON MBV BASE PIPING ON GT AUX SYSTEM
77 | 0233859 | VALVE: TYPE: THROTTLE; CONNECTION: BOLTED; OPERATED: SCREW DOWN; BODY MATERIAL: STL; STYLE: 1 WAY; TRIM: STL; REFERENCE NO: MBV22AA281; FOR MBV BASE PIPING ON GT AUX SYSTEM
78 | 0233871 | VALVE, RELIEF: BODY MATERIAL: CAST IRON; DESIGN RATING: 210 BAR; SUPPL P/N: MBA30AA191; R5V 08 593 32 A5 152 210; REFERENCE NO: SLV 3720522; PARKER; KKS: FOR LIFTING OIL PUMP ON GT AUX SYSTEM
79 | 0233871 | VALVE, RELIEF: BODY MATERIAL: CAST IRON; DESIGN RATING: 210 BAR; SUPPL P/N: MBA30AA191; R5V 08 593 32 A5 152 210; REFERENCE NO: SLV 3720522; PARKER; KKS: FOR LIFTING OIL PUMP ON GT AUX SYSTEM
80 | 0233872 | VALVE, RELIEF: BODY MATERIAL: CI; SUPPL P/N: R4V06 535 30 A5; MBV31AA151; REFERENCE NO: SLV3860114; PARKER, KKS; FOR CONTROL BLOCK LIFTING OIL ON MBV BASE PIPING ON GT AUX SYSTEM
81 | 0233872 | VALVE, RELIEF: BODY MATERIAL: CI; SUPPL P/N: R4V06 535 30 A5; MBV31AA151; REFERENCE NO: SLV3860114; PARKER, KKS; FOR CONTROL BLOCK LIFTING OIL ON MBV BASE PIPING ON GT AUX SYSTEM
82 | 0233891 | VALVE, BALL: VALVE SIZE: 1/4 IN; DESIGN RATING: 65; CONNECTION: THD; BODY MATERIAL: STAINLESS STEEL; OPERATED: LEVER; STYLE: 1 WAY; TRIM: STAINLESS STEEL; SOFTGOODS: TEFLON; SUPPL P/N: MBV50AA503; KKS; USED ON MBV BASE PIPING ON GT AUX SYSTEMS
83 | 0233891 | VALVE, BALL: VALVE SIZE: 1/4 IN; DESIGN RATING: 65; CONNECTION: THD; BODY MATERIAL: STAINLESS STEEL; OPERATED: LEVER; STYLE: 1 WAY; TRIM: STAINLESS STEEL; SOFTGOODS: TEFLON; SUPPL P/N: MBV50AA503; KKS; USED ON MBV BASE PIPING ON GT AUX SYSTEMS
84 | 0233892 | VALVE, BALL: VALVE SIZE: 1/2 IN; DESIGN RATING: 65 BAR; CONNECTION: THD; BODY MATERIAL: STAINLESS STEEL; OPERATED: LEVER; STYLE: 1 WAY; TRIM: STAINLESS STEEL; SOFTGOODS: TEFLON; SUPPL P/N: MBV21AA403; KKS; USED ON MBV BASE PIPING ON GT AUX SYSTEMS
85 | 0233892 | VALVE, BALL: VALVE SIZE: 1/2 IN; DESIGN RATING: 65 BAR; CONNECTION: THD; BODY MATERIAL: STAINLESS STEEL; OPERATED: LEVER; STYLE: 1 WAY; TRIM: STAINLESS STEEL; SOFTGOODS: TEFLON; SUPPL P/N: MBV21AA403; KKS; USED ON MBV BASE PIPING ON GT AUX SYSTEMS
86 | 0233893 | VALVE, BALL: VALVE SIZE: 3/4 IN; DESIGN RATING: 40; CONNECTION: THD; BODY MATERIAL: STAINLESS STEEL; OPERATED: LEVER; STYLE: 1 WAY; TRIM: STAINLESS STEEL; SOFTGOODS: TEFLON; SUPPL P/N: MBV26AA401; KKS; USED ON MBV BASE PIPING ON GT AUX SYSTEMS
87 | 0233893 | VALVE, BALL: VALVE SIZE: 3/4 IN; DESIGN RATING: 40; CONNECTION: THD; BODY MATERIAL: STAINLESS STEEL; OPERATED: LEVER; STYLE: 1 WAY; TRIM: STAINLESS STEEL; SOFTGOODS: TEFLON; SUPPL P/N: MBV26AA401; KKS; USED ON MBV BASE PIPING ON GT AUX SYSTEMS
88 | 0233895 | VALVE, RELIEF: VALVE SIZE: 3/4 X 1/2 IN; SET PRESSURE: 10 BAR; CONNECTION: BSP; BODY MATERIAL: BRASS; TRIM: BRASS; OPERATED: PRESSURE; SUPPL P/N: MBV23AA191; KKS; USED ON GT AUX SYSTEMS
89 | 0233895 | VALVE, RELIEF: VALVE SIZE: 3/4 X 1/2 IN; SET PRESSURE: 10 BAR; CONNECTION: BSP; BODY MATERIAL: BRASS; TRIM: BRASS; OPERATED: PRESSURE; SUPPL P/N: MBV23AA191; KKS; USED ON GT AUX SYSTEMS
90 | 0233896 | VALVE: TYPE: THROTTLE; OPERATED: KEY LOCK; BODY MATERIAL: STL; REFERENCE NO: MBV31AA285; USED ON CONTROL BLOCK ON MBV BASE PIPING ON GT AUX SYSTEMS
91 | 0233896 | VALVE: TYPE: THROTTLE; OPERATED: KEY LOCK; BODY MATERIAL: STL; REFERENCE NO: MBV31AA285; USED ON CONTROL BLOCK ON MBV BASE PIPING ON GT AUX SYSTEMS
92 | 0233898 | VALVE, BALL: VALVE SIZE: 2 IN; DESIGN RATING: 40 BAR; CONNECTION: THD; BODY MATERIAL: STAINLESS STEEL; OPERATED: LEVER; STYLE: 1 WAY; TRIM: STAINLESS STEEL; SOFTGOODS: TEFLON; SUPPL P/N: MBV10AA401; KKS; USED ON MBV BASE PIPING ON GT AUX SYSTEMS
93 | 0233898 | VALVE, BALL: VALVE SIZE: 2 IN; DESIGN RATING: 40 BAR; CONNECTION: THD; BODY MATERIAL: STAINLESS STEEL; OPERATED: LEVER; STYLE: 1 WAY; TRIM: STAINLESS STEEL; SOFTGOODS: TEFLON; SUPPL P/N: MBV10AA401; KKS; USED ON MBV BASE PIPING ON GT AUX SYSTEMS
94 | 0233901 | VALVE, CHECK: TYPE: NON RETURN; VALVE SIZE: 150 MM; DESIGN RATING: 10-40 BAR; CONNECTION: FLANGE; STYLE: 1 WAY; TRIM: 1.4408; GRADE: 1.057; SUPPL P/N: MBV21AA201; KKS, USED ON MBV BASE PIPING ON GT AUX SYSTEMS
95 | 0233901 | VALVE, CHECK: TYPE: NON RETURN; VALVE SIZE: 150 MM; DESIGN RATING: 10-40 BAR; CONNECTION: FLANGE; STYLE: 1 WAY; TRIM: 1.4408; GRADE: 1.057; SUPPL P/N: MBV21AA201; KKS, USED ON MBV BASE PIPING ON GT AUX SYSTEMS
96 | 0235772 | VALVE: TYPE: ISOLATING GAUGE; VALVE SIZE: NB 4; DESIGN RATING: PN400; CONNECTION: THD 1/2 IN; OPERATED: MANUAL; BODY MATERIAL: 1.4571; STYLE: 1 WAY; TRIM: GR 1.4571; SOFTGOODS: GR 1.4571; WITH ONE KNOB; USED ON GAS 1 AUX SYSTEM
97 | 0235772 | VALVE: TYPE: ISOLATING GAUGE; VALVE SIZE: NB 4; DESIGN RATING: PN400; CONNECTION: THD 1/2 IN; OPERATED: MANUAL; BODY MATERIAL: 1.4571; STYLE: 1 WAY; TRIM: GR 1.4571; SOFTGOODS: GR 1.4571; WITH ONE KNOB; USED ON GAS 1 AUX SYSTEM
98 | 0235774 | VALVE: TYPE: ISOLATING; VALVE SIZE: 1 IN; DESIGN RATING: PN40; CONNECTION: THD 30 MM; OPERATED: MANUAL; BODY MATERIAL: STL; STYLE: 1 WAY; TRIM: STAINLESS STEEL; SOFTGOODS: STAINLESS STEEL; SUPPL P/N: S90; USED ON GAS 1 AUX SYSTEM
99 | 0235781 | VALVE, CHECK: VALVE SIZE: 80; DESIGN RATING: PN16; BODY MATERIAL: BRZ; OPERATED: SPRING; STYLE: 1 WAY; TRIM: DISC SS; SOFTGOODS: STAINLESS STEEL; SUPPL P/N: RK71; NON RETURN; WITH SPIRAL CENTERING RING; USED ON GAS 1 AUX SYSTEM; TEMPERATURE RATING: 13 BAR AT 250 DEG CEL
100 | 0235781 | VALVE, CHECK: VALVE SIZE: 80; DESIGN RATING: PN16; BODY MATERIAL: BRZ; OPERATED: SPRING; STYLE: 1 WAY; TRIM: DISC SS; SOFTGOODS: STAINLESS STEEL; SUPPL P/N: RK71; NON RETURN; WITH SPIRAL CENTERING RING; USED ON GAS 1 AUX SYSTEM; TEMPERATURE RATING: 13 BAR AT 250 DEG CEL
101 | 0235783 | VALVE, RELIEF: VALVE SIZE: 3/4 IN; TEMPERATURE RATING: 130 DEG C; CONNECTION: FEMALE THD; BODY MATERIAL: CRNIMO-STAHL; OPERATED: AIR; DESIGN RATING: PN16; PRESSURE RANGE: 0-16 BAR; REFERENCE NO: 7146002; MANKENBURG; USED ON GAS 1 AUX SYSTEM.
102 | 0235783 | VALVE, RELIEF: VALVE SIZE: 3/4 IN; TEMPERATURE RATING: 130 DEG C; CONNECTION: FEMALE THD; BODY MATERIAL: CRNIMO-STAHL; OPERATED: AIR; DESIGN RATING: PN16; PRESSURE RANGE: 0-16 BAR; REFERENCE NO: 7146002; MANKENBURG; USED ON GAS 1 AUX SYSTEM.
103 | 0238889 | VALVE: TYPE: GAGE ISOLATING; VALVE SIZE: 4 MM; DESIGN RATING: PN400; CONNECTION: 1/2 IN-BSP; OPERATED: MANUAL; BODY MATERIAL: CI; STYLE: 1 WAY; TRIM: CI; REFERENCE NO: 061462-9515.002; COMPLETE WITH BLEED DOWN SCREW; USED ON GAS 1 PLANT
104 | 0238889 | VALVE: TYPE: GAGE ISOLATING; VALVE SIZE: 4 MM; DESIGN RATING: PN400; CONNECTION: 1/2 IN-BSP; OPERATED: MANUAL; BODY MATERIAL: CI; STYLE: 1 WAY; TRIM: CI; REFERENCE NO: 061462-9515.002; COMPLETE WITH BLEED DOWN SCREW; USED ON GAS 1 PLANT
105 | 0239052 | VALVE, BALL: VALVE SIZE: 1/2 IN; DESIGN RATING: 16 BAR; CONNECTION: THD FEMALE; BODY MATERIAL: STAINLESS STEEL; OPERATED: WING GREEN; STYLE: 1 WAY; TRIM: TEFLON; FOR USE ON GAS 1 PLANT
106 | 0239052 | VALVE, BALL: VALVE SIZE: 1/2 IN; DESIGN RATING: 16 BAR; CONNECTION: THD FEMALE; BODY MATERIAL: STAINLESS STEEL; OPERATED: WING GREEN; STYLE: 1 WAY; TRIM: TEFLON; FOR USE ON GAS 1 PLANT
107 | 0239053 | VALVE, RELIEF: VALVE SIZE: 1 IN; SET PRESSURE: 5.6 BAR; CONNECTION: THD; BODY MATERIAL: CI; OPERATED: PRESSURE; STYLE: 1 WAY; SUPPL P/N: 4593.2504; FOR USE ON GAS 1 PLANT
108 | 0239053 | VALVE, RELIEF: VALVE SIZE: 1 IN; SET PRESSURE: 5.6 BAR; CONNECTION: THD; BODY MATERIAL: CI; OPERATED: PRESSURE; STYLE: 1 WAY; SUPPL P/N: 4593.2504; FOR USE ON GAS 1 PLANT
109 | 0239054 | VALVE, RELIEF: VALVE SIZE: 1 IN; SET PRESSURE: 6 BAR; CONNECTION: THD; BODY MATERIAL: CI; OPERATED: PRESSURE; STYLE: 1 WAY; SUPPL P/N: 4603.7863; TYPE SAFETY; TYPE LESER; FOR USE ON GAS 1 PLANT
110 | 0239054 | VALVE, RELIEF: VALVE SIZE: 1 IN; SET PRESSURE: 6 BAR; CONNECTION: THD; BODY MATERIAL: CI; OPERATED: PRESSURE; STYLE: 1 WAY; SUPPL P/N: 4603.7863; TYPE SAFETY; TYPE LESER; FOR USE ON GAS 1 PLANT
111 | 0239062 | VALVE, BALL: VALVE SIZE: 150 MM; CONNECTION: FLANGE; BODY MATERIAL: STL; STYLE: 1 WAY; TO BE SUPPLIED WITH ACTUATOR; FOR USE ON GAS 1 PLANT
112 | 0239649 | VALVE, BALL: VALVE SIZE: 1/2 IN; DESIGN RATING: 16; TEMPERATURE RATING: -20 TO 130 DEG C; CONNECTION: THD 1/2 IN; BODY MATERIAL: BRS NICKEL PLTD; FACE TO FACE LENGTH: 50 MM; OPERATED: LEVER; STYLE: 1 WAY VALVE AND PLUG; APPLICATION: WATER; SUPPL P/N: 305220108
113 | 0239649 | VALVE, BALL: VALVE SIZE: 1/2 IN; DESIGN RATING: 16; TEMPERATURE RATING: -20 TO 130 DEG C; CONNECTION: THD 1/2 IN; BODY MATERIAL: BRS NICKEL PLTD; FACE TO FACE LENGTH: 50 MM; OPERATED: LEVER; STYLE: 1 WAY VALVE AND PLUG; APPLICATION: WATER; SUPPL P/N: 305220108
114 | 0239669 | VALVE, SOLENOID: PIPE SIZE: DN15; STYLE: 2/2 WAY; POTENTIAL: 24 VDC; DESIGN RATING: 0-40 BAR; CONNECTION: FLANGE; BODY MATERIAL: STAINLESS STEEL; OPERATED: SOLENOID; ENCLOSURE RATING: IP65; MEDIUM: DEMINIRALIZED WATER 70; POWER: 24 V X 1.6 A; CURRENT: 1.6 A; ORIFICE SIZE: DN 15; SOFTGOODS: SEAL VITON; APPLICATION: DEMIN WATER; SPECIFICATION: COAX VALVE; MANUF P/N: FK15NC; REFERENCE NO: 513465
115 | 0239669 | VALVE, SOLENOID: PIPE SIZE: DN15; STYLE: 2/2 WAY; POTENTIAL: 24 VDC; DESIGN RATING: 0-40 BAR; CONNECTION: FLANGE; BODY MATERIAL: STAINLESS STEEL; OPERATED: SOLENOID; ENCLOSURE RATING: IP65; MEDIUM: DEMINIRALIZED WATER 70; POWER: 24 V X 1.6 A; CURRENT: 1.6 A; ORIFICE SIZE: DN 15; SOFTGOODS: SEAL VITON; APPLICATION: DEMIN WATER; SPECIFICATION: COAX VALVE; MANUF P/N: FK15NC; REFERENCE NO: 513465
116 | 0239684 | VALVE, RELIEF: VALVE SIZE: 1 IN; SET PRESSURE: 10 BAR; CONNECTION: THD; BODY MATERIAL: BRASS; TRIM: BRASS; OPERATED: PRESSURE; DESIGN RATING: 25 BAR; PRESSURE RANGE: 0-25 BAR; SUPPL P/N: TUVSV 03-581 18
117 | 0239684 | VALVE, RELIEF: VALVE SIZE: 1 IN; SET PRESSURE: 10 BAR; CONNECTION: THD; BODY MATERIAL: BRASS; TRIM: BRASS; OPERATED: PRESSURE; DESIGN RATING: 25 BAR; PRESSURE RANGE: 0-25 BAR; SUPPL P/N: TUVSV 03-581 18
118 | 0239791 | VALVE, RELIEF: VALVE SIZE: DN 32, 140 MM; SET PRESSURE: 22 BAR; CONNECTION: FLANGE, 140 MM; BODY MATERIAL: STAINLESS STEEL; TRIM: STAINLESS STEEL; FACE TO FACE LENGTH: 275 MM; OPERATED: SPRING; APPLICATION: TURBINE PURGE WATER OVERFLOW CONTROL; GRADE: 1.4408; DESIGN RATING: PN40; VALVE MADE OF CAST STEEL; SEAT,CONE,GUID CONE SPINDLE OF HIGH QUALITY STEEL; CENTRAL SPRING, DIN PN40; WILLEM SCHLEY HAMBURG - OVERFLOW VALVE MODEL T27
119 | 0239791 | VALVE, RELIEF: VALVE SIZE: DN 32, 140 MM; SET PRESSURE: 22 BAR; CONNECTION: FLANGE, 140 MM; BODY MATERIAL: STAINLESS STEEL; TRIM: STAINLESS STEEL; FACE TO FACE LENGTH: 275 MM; OPERATED: SPRING; APPLICATION: TURBINE PURGE WATER OVERFLOW CONTROL; GRADE: 1.4408; DESIGN RATING: PN40; VALVE MADE OF CAST STEEL; SEAT,CONE,GUID CONE SPINDLE OF HIGH QUALITY STEEL; CENTRAL SPRING, DIN PN40; WILLEM SCHLEY HAMBURG - OVERFLOW VALVE MODEL T27
120 | 0239795 | VALVE, CHECK: TYPE: NON RETURN; VALVE SIZE: 150 MM; DESIGN RATING: PN40; CONNECTION: FLANGE; BODY MATERIAL: STAINLESS STEEL; STYLE: 1 WAY; TRIM: STAINLESS STEEL; SUPPL P/N: RK86A
121 | 0239795 | VALVE, CHECK: TYPE: NON RETURN; VALVE SIZE: 150 MM; DESIGN RATING: PN40; CONNECTION: FLANGE; BODY MATERIAL: STAINLESS STEEL; STYLE: 1 WAY; TRIM: STAINLESS STEEL; SUPPL P/N: RK86A
122 | 0250048 | VALVE, CHECK: APPLICATION: CENTRIFUGES; MANUF P/N: 176289482; CAPACITY 2.8 L/MIN
123 | 0250048 | VALVE, CHECK: APPLICATION: CENTRIFUGES; MANUF P/N: 176289482; CAPACITY 2.8 L/MIN
124 | 0250049 | VALVE, CHECK: APPLICATION: CENTRIFUGES; MANUF P/N: 176289486; OPERATED FLOW, CAPACITY 23 L/MIN
125 | 0250049 | VALVE, CHECK: APPLICATION: CENTRIFUGES; MANUF P/N: 176289486; OPERATED FLOW, CAPACITY 23 L/MIN
126 | 0250052 | VALVE, SOLENOID: PIPE SIZE: 3/4 X 1 IN; STYLE: 4/2 WAY; POTENTIAL: 24 VDC; DESIGN RATING: 17 BAR; CONNECTION: NPT; BODY MATERIAL: BRASS; OPERATED: ELECTRONIC; ENCLOSURE RATING: IP65; MEDIUM: OIL/WATER; POWER: 11.6 W; CURRENT: 0.48 A; ORIFICE SIZE: 19 MM; COIL: SINGLE; APPLICATION: SSS CLUTCH; SPECIFICATION: SOLINOID VALVE; MANUF P/N: SC8344G076; REFERENCE NO: SC8344G076
127 | 0250052 | VALVE, SOLENOID: PIPE SIZE: 3/4 X 1 IN; STYLE: 4/2 WAY; POTENTIAL: 24 VDC; DESIGN RATING: 17 BAR; CONNECTION: NPT; BODY MATERIAL: BRASS; OPERATED: ELECTRONIC; ENCLOSURE RATING: IP65; MEDIUM: OIL/WATER; POWER: 11.6 W; CURRENT: 0.48 A; ORIFICE SIZE: 19 MM; COIL: SINGLE; APPLICATION: SSS CLUTCH; SPECIFICATION: SOLINOID VALVE; MANUF P/N: SC8344G076; REFERENCE NO: SC8344G076
128 | 0250052 | VALVE, SOLENOID: PIPE SIZE: 3/4 X 1 IN; STYLE: 4/2 WAY; POTENTIAL: 24 VDC; DESIGN RATING: 17 BAR; CONNECTION: NPT; BODY MATERIAL: BRASS; OPERATED: ELECTRONIC; ENCLOSURE RATING: IP65; MEDIUM: OIL/WATER; POWER: 11.6 W; CURRENT: 0.48 A; ORIFICE SIZE: 19 MM; COIL: SINGLE; APPLICATION: SSS CLUTCH; SPECIFICATION: SOLINOID VALVE; MANUF P/N: SC8344G076; REFERENCE NO: SC8344G076
129 | 0256828 | VALVE: TYPE: LIQUID FUEL METERING; VALVE SIZE: 193.5 MM2; DESIGN RATING: 345 KPA; TEMPERATURE RATING: -28 TO +103 DEG C; CONNECTION: BASE; OPERATED: ELECTRICAL; BODY MATERIAL: METAL; MANUF P/N: LQ25, 9907-361; SUPPL P/N: LQ25T
130 | 0256828 | VALVE: TYPE: LIQUID FUEL METERING; VALVE SIZE: 193.5 MM2; DESIGN RATING: 345 KPA; TEMPERATURE RATING: -28 TO +103 DEG C; CONNECTION: BASE; OPERATED: ELECTRICAL; BODY MATERIAL: METAL; MANUF P/N: LQ25, 9907-361; SUPPL P/N: LQ25T
131 | 0257026 | VALVE, BALL: VALVE SIZE: 40 MM; DESIGN RATING: 100; TEMPERATURE RATING: -10 TO 200 DEG C; CONNECTION: FLANGE; BODY MATERIAL: STEEL; FACE TO FACE LENGTH: 250; OPERATED: ACTUATOR ELECTRIC; GRADE: I54; TYPE: PREMIX
132 | 0257026 | VALVE, BALL: VALVE SIZE: 40 MM; DESIGN RATING: 100; TEMPERATURE RATING: -10 TO 200 DEG C; CONNECTION: FLANGE; BODY MATERIAL: STEEL; FACE TO FACE LENGTH: 250; OPERATED: ACTUATOR ELECTRIC; GRADE: I54; TYPE: PREMIX
133 | 0257160 | VALVE, BALL: VALVE SIZE: 40 MM; DESIGN RATING: 100; TEMPERATURE RATING: -70 TO 300 DEG C; CONNECTION: FLANGE; BODY MATERIAL: STAINLESS STEEL; FACE TO FACE LENGTH: 250; OPERATED: ACTUATOR; TYPE: DIFFUSION
134 | 0401291 | VALVE, BALL: VALVE SIZE: 3/4 IN; OPERATED: HANDLE; TYPE: STOP
135 | 0403617 | VALVE, RELIEF: APPLICATION: LATCO PRESSURE CONTROL; DESIGN RATING: 400 KPA
136 | 0502387 | VALVE: TYPE: COMPRESSOR 3RD STAGE; OPERATED: AUTOMATIC; BODY MATERIAL: STL; SUPPL P/N: 31517725
137 | 0502388 | VALVE: TYPE: COMPRESSOR 2ND STAGE; OPERATED: AUTOMATIC; BODY MATERIAL: STL; SUPPL P/N: 37004827
138 | 0502396 | VALVE: TYPE: 1ST STAGE; VALVE SIZE: 164MM X 85 IN; TEMPERATURE RATING: 0-250 DEG C; CONNECTION: COMPRESSION; OPERATED: AUTOMATIC; BODY MATERIAL: STEEL; MANUF P/N: 37101946
139 | 0553121 | VALVE, SOLENOID: PIPE SIZE: 1/2 IN; STYLE: (2) PIPE CONNECTIONS; (1) SOLENOID; POTENTIAL: 220 VDC; DESIGN RATING: 0-100 BAR; CONNECTION: TERMINAL; BODY MATERIAL: GS/BRS; OPERATED: COIL; ENCLOSURE RATING: IP65; MEDIUM: DIESEL; POWER: 40 W; CURRENT: 0.17 A DC; ORIFICE SIZE: G 1/2 IN; COIL: 220 VOLT DC INSULATION CLASS - H; SOFTGOODS: VITON SEALS; APPLICATION: DIFFUSION/PREMIX FUEL LINES V9214 GAS TURBINES; SPECIFICATION: MK15NC2E; CLASSIFICATION: E X NA11 T3; MANUF P/N: MK15NC2E; 523181; TERMINAL 130 X M15 X 1.5 MM
140 | 0553121 | VALVE, SOLENOID: PIPE SIZE: 1/2 IN; STYLE: (2) PIPE CONNECTIONS; (1) SOLENOID; POTENTIAL: 220 VDC; DESIGN RATING: 0-100 BAR; CONNECTION: TERMINAL; BODY MATERIAL: GS/BRS; OPERATED: COIL; ENCLOSURE RATING: IP65; MEDIUM: DIESEL; POWER: 40 W; CURRENT: 0.17 A DC; ORIFICE SIZE: G 1/2 IN; COIL: 220 VOLT DC INSULATION CLASS - H; SOFTGOODS: VITON SEALS; APPLICATION: DIFFUSION/PREMIX FUEL LINES V9214 GAS TURBINES; SPECIFICATION: MK15NC2E; CLASSIFICATION: E X NA11 T3; MANUF P/N: MK15NC2E; 523181; TERMINAL 130 X M15 X 1.5 MM
141 | 0553122 | VALVE: TYPE: SOLENOID COAXIAL; VALVE SIZE: G10/0; DESIGN RATING: 40 BAR; TEMPERATURE RATING: -40 TO 100 DEG C; CONNECTION: 1/2 IN; OPERATED: ELECTRIC COIL 220VAC; BODY MATERIAL: BRASS; SPECIFICATION: VALVE; SOFTGOODS: VITON; SPECIAL FEATURES: VITON SEAL; MANUF P/N: MK25DRN01E; 510038
142 | 0553122 | VALVE: TYPE: SOLENOID COAXIAL; VALVE SIZE: G10/0; DESIGN RATING: 40 BAR; TEMPERATURE RATING: -40 TO 100 DEG C; CONNECTION: 1/2 IN; OPERATED: ELECTRIC COIL 220VAC; BODY MATERIAL: BRASS; SPECIFICATION: VALVE; SOFTGOODS: VITON; SPECIAL FEATURES: VITON SEAL; MANUF P/N: MK25DRN01E; 510038
143 | 0553123 | VALVE: TYPE: SOLONOID COAXIAL; VALVE SIZE: PN40; DESIGN RATING: 0-40 BAR; TEMPERATURE RATING: -40 TO 100 DEG C; CONNECTION: FLANGE PN40; OPERATED: ELECTRIC COIL 230VAC; BODY MATERIAL: BRASS; SPECIFICATION: VALVE; SOFTGOODS: VITON; SPECIAL FEATURES: VITON SEALS; MANUF P/N: 515259; FK25NC1E
144 | 0553123 | VALVE: TYPE: SOLONOID COAXIAL; VALVE SIZE: PN40; DESIGN RATING: 0-40 BAR; TEMPERATURE RATING: -40 TO 100 DEG C; CONNECTION: FLANGE PN40; OPERATED: ELECTRIC COIL 230VAC; BODY MATERIAL: BRASS; SPECIFICATION: VALVE; SOFTGOODS: VITON; SPECIAL FEATURES: VITON SEALS; MANUF P/N: 515259; FK25NC1E
145 | 0553124 | VALVE: TYPE: SOLONOID COAXIAL; VALVE SIZE: PN40; DESIGN RATING: 0-40 BAR; TEMPERATURE RATING: -40 TO 100 DEG C; CONNECTION: FLANGE; OPERATED: ELECTRIC COIL 240VAC; BODY MATERIAL: BRASS; SPECIFICATION: VALVE; SOFTGOODS: VITON; SPECIAL FEATURES: VITON SEALS; MANUF P/N: 527506; FK25NC
146 | 0553124 | VALVE: TYPE: SOLONOID COAXIAL; VALVE SIZE: PN40; DESIGN RATING: 0-40 BAR; TEMPERATURE RATING: -40 TO 100 DEG C; CONNECTION: FLANGE; OPERATED: ELECTRIC COIL 240VAC; BODY MATERIAL: BRASS; SPECIFICATION: VALVE; SOFTGOODS: VITON; SPECIAL FEATURES: VITON SEALS; MANUF P/N: 527506; FK25NC
147 | 0553125 | VALVE: TYPE: SOLONOID COAXIAL; VALVE SIZE: NB8 MM; DESIGN RATING: 0-150 BAR; TEMPERATURE RATING: 55 DEG C; CONNECTION: 3/8 IN THREAD; OPERATED: ELECTRIC COIL 220VDC; BODY MATERIAL: BRASS; SPECIFICATION: VALVE; SOFTGOODS: VITON; MANUF P/N: 503507; ECD-H10NO2E
148 | 0553125 | VALVE: TYPE: SOLONOID COAXIAL; VALVE SIZE: NB8 MM; DESIGN RATING: 0-150 BAR; TEMPERATURE RATING: 55 DEG C; CONNECTION: 3/8 IN THREAD; OPERATED: ELECTRIC COIL 220VDC; BODY MATERIAL: BRASS; SPECIFICATION: VALVE; SOFTGOODS: VITON; MANUF P/N: 503507; ECD-H10NO2E
149 | 0553126 | VALVE: TYPE: COAXIAL SOLENOID; VALVE SIZE: G11/4; 38 MM; DESIGN RATING: 0-100 BAR; TEMPERATURE RATING: -40 TO 100 DEG C; CONNECTION: 1-1/4 IN THREAD; OPERATED: ELECTRIC COIL 220VDC; BODY MATERIAL: BRASS; SOFTGOODS: VITON; MANUF P/N: 500479; MK25NC1E
150 | 0553126 | VALVE: TYPE: COAXIAL SOLENOID; VALVE SIZE: G11/4; 38 MM; DESIGN RATING: 0-100 BAR; TEMPERATURE RATING: -40 TO 100 DEG C; CONNECTION: 1-1/4 IN THREAD; OPERATED: ELECTRIC COIL 220VDC; BODY MATERIAL: BRASS; SOFTGOODS: VITON; MANUF P/N: 500479; MK25NC1E
151 | 0553127 | VALVE: TYPE: SOLENOID COAXIAL; VALVE SIZE: PN100; DESIGN RATING: 0-100 BAR; TEMPERATURE RATING: -40 TO 100 DEG C; FACE TO FACE LENGTH: 241 MM; CONNECTION: THREAD/FLANGE; OPERATED: ELECTRIC COIL 220VDC; BODY MATERIAL: BRASS; SPECIFICATION: VALVE; SOFTGOODS: VITON; SPECIAL FEATURES: VITON SEALS; MANUF P/N: 527372; FKI5NC1E
152 | 0553127 | VALVE: TYPE: SOLENOID COAXIAL; VALVE SIZE: PN100; DESIGN RATING: 0-100 BAR; TEMPERATURE RATING: -40 TO 100 DEG C; FACE TO FACE LENGTH: 241 MM; CONNECTION: THREAD/FLANGE; OPERATED: ELECTRIC COIL 220VDC; BODY MATERIAL: BRASS; SPECIFICATION: VALVE; SOFTGOODS: VITON; SPECIAL FEATURES: VITON SEALS; MANUF P/N: 527372; FKI5NC1E
153 | 0553128 | VALVE: TYPE: SOLONOID COAXIAL; VALVE SIZE: G1/2; DESIGN RATING: 0-100 BAR; TEMPERATURE RATING: -40 TO 100 DEG C; CONNECTION: THREAD/FLANGE; OPERATED: ELECTRIC COIL 230VAC; BODY MATERIAL: BRASS; SPECIFICATION: VALVE; SOFTGOODS: VITON; MANUF P/N: MK15NC1E; 520496
154 | 0553128 | VALVE: TYPE: SOLONOID COAXIAL; VALVE SIZE: G1/2; DESIGN RATING: 0-100 BAR; TEMPERATURE RATING: -40 TO 100 DEG C; CONNECTION: THREAD/FLANGE; OPERATED: ELECTRIC COIL 230VAC; BODY MATERIAL: BRASS; SPECIFICATION: VALVE; SOFTGOODS: VITON; MANUF P/N: MK15NC1E; 520496
155 | 0553129 | VALVE: TYPE: INLINE SOLENOID; VALVE SIZE: G1/2 IN-BSPP; DESIGN RATING: 0-40 BAR; TEMPERATURE RATING: -40 TO 100 DEG C; FACE TO FACE LENGTH: 184 MM; CONNECTION: THD; OPERATED: ELECTRIC COIL 220VDC; BODY MATERIAL: GS/BRS; STYLE: 2/2 WAY DIRECT ACTING; TRIM: BODY MATERIAL BRASS/GALVANISED STEEL; SPECIFICATION: VALVE; SOFTGOODS: VITON; SPECIAL FEATURES: 2 X INDUCTIVE PROXIMITY SWITCHES/SAME DIRECTION SWITCHING; MANUF P/N: 503506; MK15NC2E
156 | 0553129 | VALVE: TYPE: INLINE SOLENOID; VALVE SIZE: G1/2 IN-BSPP; DESIGN RATING: 0-40 BAR; TEMPERATURE RATING: -40 TO 100 DEG C; FACE TO FACE LENGTH: 184 MM; CONNECTION: THD; OPERATED: ELECTRIC COIL 220VDC; BODY MATERIAL: GS/BRS; STYLE: 2/2 WAY DIRECT ACTING; TRIM: BODY MATERIAL BRASS/GALVANISED STEEL; SPECIFICATION: VALVE; SOFTGOODS: VITON; SPECIAL FEATURES: 2 X INDUCTIVE PROXIMITY SWITCHES/SAME DIRECTION SWITCHING; MANUF P/N: 503506; MK15NC2E
157 | 0585702 | VALVE, SOLENOID: PIPE SIZE: G3/8 IN; STYLE: 2/2 WAY; POTENTIAL: 220 VDC; DESIGN RATING: 0-150 BAR; CONNECTION: THD; BODY MATERIAL: BRASS; OPERATED: SOLENOID; ENCLOSURE RATING: IP65; MEDIUM: FUEL/OIL; ORIFICE SIZE: 10 MM; SOFTGOODS: VITON SEALS; APPLICATION: FUEL/OIL; SPECIFICATION: 516348; CLASSIFICATION: ZONE 2; MANUF P/N: ECD-H10NO2E; 2 LIMIT SWITCHES, 55 DEG; HIGH PRESSURE
158 | 0585702 | VALVE, SOLENOID: PIPE SIZE: G3/8 IN; STYLE: 2/2 WAY; POTENTIAL: 220 VDC; DESIGN RATING: 0-150 BAR; CONNECTION: THD; BODY MATERIAL: BRASS; OPERATED: SOLENOID; ENCLOSURE RATING: IP65; MEDIUM: FUEL/OIL; ORIFICE SIZE: 10 MM; SOFTGOODS: VITON SEALS; APPLICATION: FUEL/OIL; SPECIFICATION: 516348; CLASSIFICATION: ZONE 2; MANUF P/N: ECD-H10NO2E; 2 LIMIT SWITCHES, 55 DEG; HIGH PRESSURE
159 | 0588761 | VALVE, BUTTERFLY: TYPE: SWIVEL; VALVE SIZE: 400 MM; DESIGN RATING: 6 BAR; TEMPERATURE RATING: 270 DEG C; CONNECTION: FLANGE; BODY MATERIAL: STEEL WELDMENT; FACE TO FACE LENGTH: 310 MM; OPERATED: ACTUATOR PNEUMATIC; TRIM: FLEXIBLE PRESS FORMED; SOFTGOODS: PTFE COMPOUND; APPLICATION: TURBINE COMPRESSOR; GRADE: PN10; DIN 2632; DRAWING NO: 1.5055B REV 0; INCLUDING ACTUATOR: ACTUATOR POSITION SLV 3540043 (TOP)
160 | 0588761 | VALVE, BUTTERFLY: TYPE: SWIVEL; VALVE SIZE: 400 MM; DESIGN RATING: 6 BAR; TEMPERATURE RATING: 270 DEG C; CONNECTION: FLANGE; BODY MATERIAL: STEEL WELDMENT; FACE TO FACE LENGTH: 310 MM; OPERATED: ACTUATOR PNEUMATIC; TRIM: FLEXIBLE PRESS FORMED; SOFTGOODS: PTFE COMPOUND; APPLICATION: TURBINE COMPRESSOR; GRADE: PN10; DIN 2632; DRAWING NO: 1.5055B REV 0; INCLUDING ACTUATOR: ACTUATOR POSITION SLV 3540043 (TOP)
161 | 0589427 | VALVE, RELIEF: VALVE SIZE: 3/4 IN; SET PRESSURE: 420 KPA; TEMPERATURE RATING: 70 DEG C; CONNECTION: THD 1/2 IN; BODY MATERIAL: BRASS; TRIM: PLASTIC BONNET/ADJUSTABLE SCREW; FACE TO FACE LENGTH: 65 MM; OPERATED: PRESSURE 0-460 KPA; DESIGN RATING: 40 BAR; PRESSURE RANGE: 0-40 BAR; MANUF P/N: D22-1/2A
162 | 0589427 | VALVE, RELIEF: VALVE SIZE: 3/4 IN; SET PRESSURE: 420 KPA; TEMPERATURE RATING: 70 DEG C; CONNECTION: THD 1/2 IN; BODY MATERIAL: BRASS; TRIM: PLASTIC BONNET/ADJUSTABLE SCREW; FACE TO FACE LENGTH: 65 MM; OPERATED: PRESSURE 0-460 KPA; DESIGN RATING: 40 BAR; PRESSURE RANGE: 0-40 BAR; MANUF P/N: D22-1/2A
163 | 0593549 | VALVE, BUTTERFLY: TYPE: SWIVEL; VALVE SIZE: 400 MM; DESIGN RATING: 6 BAR; TEMPERATURE RATING: 270 DEG C; CONNECTION: FLANGE; BODY MATERIAL: STEEL WELDMENT; FACE TO FACE LENGTH: 310 MM; OPERATED: ACTUATOR PNEUMATIC; TRIM: FLEXIBLE PRESS FORMED; SOFTGOODS: PTFE COMPOUND; APPLICATION: TURBINE COMPRESSOR; GRADE: PN10; DIN 2632; DRAWING NO: 1.5055B REV 0; INCLUDING ACTUATOR; ACTUATOR POSITION SLV 3540041 L/H
164 | 0593549 | VALVE, BUTTERFLY: TYPE: SWIVEL; VALVE SIZE: 400 MM; DESIGN RATING: 6 BAR; TEMPERATURE RATING: 270 DEG C; CONNECTION: FLANGE; BODY MATERIAL: STEEL WELDMENT; FACE TO FACE LENGTH: 310 MM; OPERATED: ACTUATOR PNEUMATIC; TRIM: FLEXIBLE PRESS FORMED; SOFTGOODS: PTFE COMPOUND; APPLICATION: TURBINE COMPRESSOR; GRADE: PN10; DIN 2632; DRAWING NO: 1.5055B REV 0; INCLUDING ACTUATOR; ACTUATOR POSITION SLV 3540041 L/H
165 | 0593550 | VALVE, BUTTERFLY: TYPE: SWIVEL; VALVE SIZE: 400 MM; DESIGN RATING: 6 BAR; TEMPERATURE RATING: 270 DEG C; CONNECTION: FLANGE; BODY MATERIAL: STEEL WELDMENT; FACE TO FACE LENGTH: 310 MM; OPERATED: ACTUATOR PNEUMATIC; TRIM: FLEXIBLE PRESS FORMED; SOFTGOODS: PTFE COMPOUND; APPLICATION: TURBINE COMPRESSOR; GRADE: PN10; DIN 2632; DRAWING NO: 1.5055B REV 0; INCLUDING ACTUATOR; ACTUATOR POSITION SLV 3540042 R/H
166 | 0593550 | VALVE, BUTTERFLY: TYPE: SWIVEL; VALVE SIZE: 400 MM; DESIGN RATING: 6 BAR; TEMPERATURE RATING: 270 DEG C; CONNECTION: FLANGE; BODY MATERIAL: STEEL WELDMENT; FACE TO FACE LENGTH: 310 MM; OPERATED: ACTUATOR PNEUMATIC; TRIM: FLEXIBLE PRESS FORMED; SOFTGOODS: PTFE COMPOUND; APPLICATION: TURBINE COMPRESSOR; GRADE: PN10; DIN 2632; DRAWING NO: 1.5055B REV 0; INCLUDING ACTUATOR; ACTUATOR POSITION SLV 3540042 R/H
167 | 0593794 | KIT: TYPE: SEAL; APPLICATION: CHANGE OVER VALVE HDD 91; COMPRISING: O-RINGS; SUPPORT RINGS; MANUF P/N: 318517; ALL O RINGS FROM VITON MATERIAL - HDD91 CHANGE OVER VALVE
168 | 0593794 | KIT: TYPE: SEAL; APPLICATION: CHANGE OVER VALVE HDD 91; COMPRISING: O-RINGS; SUPPORT RINGS; MANUF P/N: 318517; ALL O RINGS FROM VITON MATERIAL - HDD91 CHANGE OVER VALVE
169 | 0593797 | KIT: TYPE: SEAL; APPLICATION: CHANGE OVER VALVE HDD 170; COMPRISING: O-RINGS; SUPPORT RINGS; MANUF P/N: 308333; ALL O RINGS FROM VITON MATERIAL - HDD 170 CHANGE OVER VALVE
170 | 0593797 | KIT: TYPE: SEAL; APPLICATION: CHANGE OVER VALVE HDD 170; COMPRISING: O-RINGS; SUPPORT RINGS; MANUF P/N: 308333; ALL O RINGS FROM VITON MATERIAL - HDD 170 CHANGE OVER VALVE
171 | 0607158 | VALVE, BALL: VALVE SIZE: 40 MM; DESIGN RATING: 100 BAR; TEMPERATURE RATING: -10 TO 200 DEG C; CONNECTION: FLANGE; BODY MATERIAL: STEEL; FACE TO FACE LENGTH: 850 MM; OPERATED: ACTUATOR/ELECTRICAL; GRADE: I54; TYPE: FUEL DIFFUSION; MANUF P/N: 5100046637-100; 6211-0100-670289/G84/G82G; VALVE AND ACTUATOR ASSEMBLY
172 | 0607158 | VALVE, BALL: VALVE SIZE: 40 MM; DESIGN RATING: 100 BAR; TEMPERATURE RATING: -10 TO 200 DEG C; CONNECTION: FLANGE; BODY MATERIAL: STEEL; FACE TO FACE LENGTH: 850 MM; OPERATED: ACTUATOR/ELECTRICAL; GRADE: I54; TYPE: FUEL DIFFUSION; MANUF P/N: 5100046637-100; 6211-0100-670289/G84/G82G; VALVE AND ACTUATOR ASSEMBLY
173 | 0612657 | VALVE, BALL: VALVE SIZE: DN 40; DESIGN RATING: PN100; TEMPERATURE RATING: -10 TO 200 DEG C; CONNECTION: FLANGE; BODY MATERIAL: STAINLESS STEEL; FACE TO FACE LENGTH: 300 MM; OPERATED: ELECTRICAL MOTOR; STYLE: 3 WAY; TYPE: PREMIX; SUPPL P/N: 6211-0100-670852MOD/-G85GH...M; VALVE AND ACTUATOR ASSEMBLY; ARGUS E25 ELECTRIC ACTUATOR, VALVE AND ELECTRIC ACTUATOR ASSEMBLY A2A50296201/ PB0000279980
174 | 0612657 | VALVE, BALL: VALVE SIZE: DN 40; DESIGN RATING: PN100; TEMPERATURE RATING: -10 TO 200 DEG C; CONNECTION: FLANGE; BODY MATERIAL: STAINLESS STEEL; FACE TO FACE LENGTH: 300 MM; OPERATED: ELECTRICAL MOTOR; STYLE: 3 WAY; TYPE: PREMIX; SUPPL P/N: 6211-0100-670852MOD/-G85GH...M; VALVE AND ACTUATOR ASSEMBLY; ARGUS E25 ELECTRIC ACTUATOR, VALVE AND ELECTRIC ACTUATOR ASSEMBLY A2A50296201/ PB0000279980
175 | 0613732 | VALVE: TYPE: SOL; VALVE SIZE: 15 MM; TEMPERATURE RATING: MAX 160 DEG C; FACE TO FACE LENGTH: 130 MM; CONNECTION: FLANGE; OPERATED: ELECTRICAL; BODY MATERIAL: STAINLESS STEEL; OEM P/N: 12-EVF 5R U.XN.P.09.29; A2A50268346; SUPPL P/N: 799.010.010.0421; 220 VDC
176 | 0613732 | VALVE: TYPE: SOL; VALVE SIZE: 15 MM; TEMPERATURE RATING: MAX 160 DEG C; FACE TO FACE LENGTH: 130 MM; CONNECTION: FLANGE; OPERATED: ELECTRICAL; BODY MATERIAL: STAINLESS STEEL; OEM P/N: 12-EVF 5R U.XN.P.09.29; A2A50268346; SUPPL P/N: 799.010.010.0421; 220 VDC
177 | 0613733 | VALVE: TYPE: SOL; VALVE SIZE: 15 MM; TEMPERATURE RATING: MAX 160 DEG C; FACE TO FACE LENGTH: 130 MM; CONNECTION: FLANGE; OPERATED: ELECTRICAL; BODY MATERIAL: STAINLESS STEEL; OEM P/N: 12-EVDF 3R XN.W.U.P.09.29; SUPPL P/N: 799.010.010.0422; A2A50268347; 220 VDC
178 | 0613733 | VALVE: TYPE: SOL; VALVE SIZE: 15 MM; TEMPERATURE RATING: MAX 160 DEG C; FACE TO FACE LENGTH: 130 MM; CONNECTION: FLANGE; OPERATED: ELECTRICAL; BODY MATERIAL: STAINLESS STEEL; OEM P/N: 12-EVDF 3R XN.W.U.P.09.29; SUPPL P/N: 799.010.010.0422; A2A50268347; 220 VDC
179 | 0613741 | VALVE: TYPE: NON RETURN,WAFER; VALVE SIZE: 54 MM; DESIGN RATING: 160 BAR; TEMPERATURE RATING: 300 DEG C; FACE TO FACE LENGTH: 25 MM; CONNECTION: COUPLING; OPERATED: PNEUMATIC; BODY MATERIAL: STAINLESS STEEL; STYLE: WAFER; TRIM: DISC SS; OEM P/N: A2A50005975; SUPPL P/N: 700.050.010.1028
180 | 0613741 | VALVE: TYPE: NON RETURN,WAFER; VALVE SIZE: 54 MM; DESIGN RATING: 160 BAR; TEMPERATURE RATING: 300 DEG C; FACE TO FACE LENGTH: 25 MM; CONNECTION: COUPLING; OPERATED: PNEUMATIC; BODY MATERIAL: STAINLESS STEEL; STYLE: WAFER; TRIM: DISC SS; OEM P/N: A2A50005975; SUPPL P/N: 700.050.010.1028
181 | 0619974 | VALVE, RELIEF: VALVE SIZE: 1/2 IN; SET PRESSURE: 1.5 MPA; TEMPERATURE RATING: 120 DEG C; CONNECTION: BSP SCREW; BODY MATERIAL: STEEL; TRIM: STEEL; FACE TO FACE LENGTH: T-TYPE; OPERATED: PRESSURE; APPLICATION: PRESSURE REDUCER; DESIGN RATING: 1.5 MPA; PRESSURE RANGE: 1.3-1.5 MPA; REFERENCE NO: ESV-903M
182 | 0619983 | VALVE, BALL: VALVE SIZE: 50 MM; DESIGN RATING: 10 KPA; TEMPERATURE RATING: JIS10K; CONNECTION: FLANGED; BODY MATERIAL: SCPH2/304; FACE TO FACE LENGTH: 175 MM; OPERATED: LEVER; STYLE: DIRECTIONAL; TRIM: STL; SOFTGOODS: PTFE; APPLICATION: UPPER OIL COOLER; TYPE: ISOLATING
183 | 0620183 | VALVE, GLOBE: VALVE SIZE: 1/2 IN; DESIGN PRESSURE: 2.0 MPA; DESIGN TEMPERATURE: <100 DEG C; FACE TO FACE LENGTH: 150 MM; OPERATED: HANDWHEEL; CONNECTION: FLANGED; BODY MATERIAL: F304; TRIM: SS GR 304/STL; GRADE: ASTM A182 F304; SOFTGOODS: NEOPRENE; STEM DESIGN: RISING SPINDLE; STYLE: DIRECTIONAL; APPLICATION: DRAIN AIR/OIL COOLER; SPECIFICATION: ISO9001; TYPE: SHUT OFF; DESIGN RATING: JIS 20K; S AND S VALVE
184 | 0620391 | VALVE, GATE: VALVE SIZE: 250 MM; TYPE: ISOLATING; DESIGN PRESSURE: 2-2.8 MPA; DESIGN TEMPERATURE: 220-350 DEG C; CONNECTION: FLANGE; FACE TO FACE LENGTH: 455 MM; BODY MATERIAL: STAINLESS STEEL; TRIM: HF; OPERATED: ACTUATOR; STEM DESIGN: NON RISING; STYLE: 1 WAY; TEMPERATURE RATING: 20 K; PORT TYPE: STANDARD; APPLICATION: TURBINE; SPECIFICATION: ISO 9001; SPECIAL FEATURES: NONE; GRADE: 304; DESIGN RATING: JIS 20K
185 | 0620405 | VALVE, BALL: VALVE SIZE: 200 MM; DESIGN RATING: JIS 10 K; TEMPERATURE RATING: 10 K; CONNECTION: FLANGE; BODY MATERIAL: SS GR 304; FACE TO FACE LENGTH: 455 MM; OPERATED: ACTUATOR, HANDWHEEL; STYLE: 1 WAY; SOFTGOODS: PTFE; APPLICATION: GENERATOR; TYPE: ISOLATING; .
186 | 0620407 | VALVE, GLOBE: VALVE SIZE: 50 MM; FACE TO FACE LENGTH: 200 MM; OPERATED: HANDWHEEL; CONNECTION: FLANGE; BODY MATERIAL: SCS13; TRIM: SS GR 304; STEM DESIGN: RISING; STYLE: 1 WAY; APPLICATION: DRAIN; TYPE: ISOLATING; DESIGN RATING: JIS 20K; TEMPERATURE RATING: 20K
187 | 0620408 | VALVE, GLOBE: VALVE SIZE: 2 IN; FACE TO FACE LENGTH: 200 MM; OPERATED: HANDWHEEL; CONNECTION: FLANGE; BODY MATERIAL: A105; TRIM: 13CR; STEM DESIGN: RISING; STYLE: 1 WAY; APPLICATION: DRAIN; TYPE: ISOLATING; DESIGN RATING: JIS 10K; TEMPERATURE RATING: 840 DEG F
188 | 0621484 | VALVE, BUTTERFLY: TYPE: LUG WAFER; VALVE SIZE: 150 MM; DESIGN RATING: PN16; TEMPERATURE RATING: 0-120 DEG C; CONNECTION: LUG; BODY MATERIAL: DI; FACE TO FACE LENGTH: 59 MM; OPERATED: ACTUATOR; TRIM: RUBBER LINED; SOFTGOODS: SEAL; APPLICATION: TURBINE PROTECTION; GRADE: GGG40; SHAFT CONNECTION: DIA 14MM
189 | 0621637 | SET: TYPE: STOP VALVE; OEM P/N: A2A50314606; SUPPL P/N: PG0031759200
190 | 0622490 | VALVE, SOLENOID: PIPE SIZE: DN25; STYLE: 1/2; POTENTIAL: 220 V; DESIGN RATING: PN40; CONNECTION: FLANGE; BODY MATERIAL: STEEL; OPERATED: ELECTRIC; ENCLOSURE RATING: IP65; MEDIUM: BUTANE/NATURAL GAS/PROPANE; CURRENT: 0.33 A; OEM P/N: A2A50272850; SUPPL P/N: PB0000267703
191 | 0622490 | VALVE, SOLENOID: PIPE SIZE: DN25; STYLE: 1/2; POTENTIAL: 220 V; DESIGN RATING: PN40; CONNECTION: FLANGE; BODY MATERIAL: STEEL; OPERATED: ELECTRIC; ENCLOSURE RATING: IP65; MEDIUM: BUTANE/NATURAL GAS/PROPANE; CURRENT: 0.33 A; OEM P/N: A2A50272850; SUPPL P/N: PB0000267703
192 | 0622492 | VALVE, SOLENOID: PIPE SIZE: DN25; STYLE: 2/2; POTENTIAL: 230 V; DESIGN RATING: PN40; CONNECTION: FLANGE; BODY MATERIAL: STEEL; OPERATED: ELECTRIC; ENCLOSURE RATING: IP65; MEDIUM: BUTANE/NATURAL GAS/PROPANE; POWER: 160 W; CURRENT: 0.33 A; SPECIFICATION: DIN 3394-1; OEM P/N: 40-EVSADU 10NH-4 P.XN.09.20.32; SUPPL P/N: PB0000282466; A2A50296211
193 | 0622492 | VALVE, SOLENOID: PIPE SIZE: DN25; STYLE: 2/2; POTENTIAL: 230 V; DESIGN RATING: PN40; CONNECTION: FLANGE; BODY MATERIAL: STEEL; OPERATED: ELECTRIC; ENCLOSURE RATING: IP65; MEDIUM: BUTANE/NATURAL GAS/PROPANE; POWER: 160 W; CURRENT: 0.33 A; SPECIFICATION: DIN 3394-1; OEM P/N: 40-EVSADU 10NH-4 P.XN.09.20.32; SUPPL P/N: PB0000282466; A2A50296211
194 | 0622742 | VALVE: TYPE: FUEL OIL TRANSFER; VALVE SIZE: G1/2 IN; TEMPERATURE RATING: MAX 140 DEG C; CONNECTION: FLANGE, FITTING; OPERATED: AUTOMATIC; BODY MATERIAL: STEEL; OEM P/N: A2A50323268; SUPPL P/N: PG0032860600
195 | 0622743 | VALVE: TYPE: FUEL OIL PREMIX; VALVE SIZE: G1/2 IN; DESIGN RATING: PN100; TEMPERATURE RATING: MAX 160 DEG C; CONNECTION: FLANGE, FITTING; OPERATED: AUTOMATIC; BODY MATERIAL: STEEL; OEM P/N: A2A50328041; SUPPL P/N: PG0032863600
196 | 0626656 | VALVE, CHECK: TYPE: HYDRAULIC; VALVE SIZE: G1/2 IN; DESIGN RATING: MAX 350 BAR; TEMPERATURE RATING: -30 TO 80 DEG C; CONNECTION: G1/2 IN-BSPP; BODY MATERIAL: STEEL; FACE TO FACE LENGTH: 16 MM; OPERATED: PNEUMATIC; OEM P/N: PG0031832800; SUPPL P/N: A2A50315038
197 | 0626656 | VALVE, CHECK: TYPE: HYDRAULIC; VALVE SIZE: G1/2 IN; DESIGN RATING: MAX 350 BAR; TEMPERATURE RATING: -30 TO 80 DEG C; CONNECTION: G1/2 IN-BSPP; BODY MATERIAL: STEEL; FACE TO FACE LENGTH: 16 MM; OPERATED: PNEUMATIC; OEM P/N: PG0031832800; SUPPL P/N: A2A50315038
198 | 0628662 | VALVE: TYPE: SAFETY; VALVE SIZE: 4 IN; DESIGN RATING: 53 BAR; TEMPERATURE RATING: 538 DEG C; CONNECTION: FLANGE; OPERATED: PRESSURE, SPRING, 0-35 LB; BODY MATERIAL: BS 1504-240; STYLE: ANGLE PATTERN; TRIM: PT; OEM P/N: 4"707 SD; DRAWING NO: F5217/5 REV 0; .
199 | 0628694 | VALVE, BALL: VALVE SIZE: 50 MM; DESIGN RATING: 63 BAR; TEMPERATURE RATING: 200 DEG C; CONNECTION: FEMALE THD; BODY MATERIAL: STAINLESS STEEL; FACE TO FACE LENGTH: 140 MM; OPERATED: HAND; STYLE: 1 WAY; TRIM: STAINLESS STEEL; SOFTGOODS: PTFE; SPECIFICATION: JT97AN; PORT TYPE: BALL; APPLICATION: VARIOUS; GRADE: 1.4408; TYPE: ISOLATING
200 | 0628697 | VALVE, RELIEF: VALVE SIZE: 3/4 IN; SET PRESSURE: 47.2 BAR; TEMPERATURE RATING: -10 TO 100 DEG C; CONNECTION: THREADED FEMALE; BODY MATERIAL: BRASS; TRIM: BRASS; FACE TO FACE LENGTH: 118 MM; OPERATED: PRESSURE; ORIFICE SIZE: 10 MM; SPECIFICATION: ISO 4126-1; APPLICATION: VARIOUS; STYLE: 1 WAY; SOFTGOODS: BRASS; DESIGN RATING: 150 BAR; PRESSURE RANGE: 42-25 BAR; MANUF P/N: H10N11787
201 | 0637382 | VALVE: TYPE: CONCENTRIC; VALVE SIZE: OD 225 X THK 30 MM; DESIGN RATING: 380 BAR; TEMPERATURE RATING: -28 TO 425 DEG C; CONNECTION: SEAT; OPERATED: MECHANICAL; BODY MATERIAL: STAINLESS STEEL; STYLE: LEAF; MANUF P/N: 37134; MODEL NO: WP6310; FOR USE ON JP SAUER AND SOHN COMPRESSOR
202 | 0637420 | VALVE, BALL: VALVE SIZE: DN 50; DESIGN RATING: PN100; TEMPERATURE RATING: 0-30 DEG C; CONNECTION: FLANGE; BODY MATERIAL: 1.4571; OPERATED: LEVER; SPECIFICATION: SAE; DIN; ANSI; ISO; TYPE: HYDRAULIC; REFERENCE NO: 190-050-138
203 | 0637421 | VALVE, BALL: VALVE SIZE: DN 100; DESIGN RATING: PN100; TEMPERATURE RATING: -10 TO 50 DEG C; CONNECTION: FLANGE; BODY MATERIAL: 1.4571; OPERATED: LEVER; SPECIFICATION: SAE; DIN; ANSI; ISO; TYPE: PNEUMATIC; REFERENCE NO: 190-100-202; .
204 | 0637560 | VALVE, RELIEF: VALVE SIZE: 1 IN; SET PRESSURE: 88 BAR; TEMPERATURE RATING: 0-50 DEG C; CONNECTION: G1 IN-BSPP; BODY MATERIAL: STAINLESS STEEL; TRIM: STAINLESS STEEL; FACE TO FACE LENGTH: L SHAPE; OPERATED: AIR; ORIFICE SIZE: 1 IN; SPECIFICATION: GL1238640; APPLICATION: COMPRESSOR; GRADE: 316; STYLE: 1 WAY; SOFTGOODS: STAINLESS STEEL; DESIGN RATING: 88 BAR G; PRESSURE RANGE: IN PN 250; OUT PN 40; MANUF P/N: M33H03X00V56V66J23H01
205 | 0637562 | VALVE, RELIEF: VALVE SIZE: 1/2 IN; SET PRESSURE: 3 BAR; TEMPERATURE RATING: 0-20 DEG C; CONNECTION: THD 1/2 IN; BODY MATERIAL: STAINLESS STEEL; TRIM: STAINLESS STEEL; FACE TO FACE LENGTH: L SHAPE; OPERATED: AIR; ORIFICE SIZE: 1 IN; SPECIFICATION: 14/980; APPLICATION: COMPRESSOR; GRADE: 316; STYLE: 1 WAY; SOFTGOODS: STAINLESS STEEL; DESIGN RATING: 3 BAR; PRESSURE RANGE: IN PN 250; OUT PN 160; MANUF P/N: M33H03X00V54V65; .
206 | 0638401 | VALVE, BALL: VALVE SIZE: 1/2 IN; DESIGN RATING: PN30; TEMPERATURE RATING: 0-200 DEG C; CONNECTION: FEMALE THD; BODY MATERIAL: STAINLESS STEEL; FACE TO FACE LENGTH: 59 MM; OPERATED: LEVER; STYLE: 1 WAY; TRIM: BRASS; SOFTGOODS: NYLON; APPLICATION: FIRE SYSTEM; GRADE: 316; TYPE: LOCKABLE; MANUF P/N: 1610LD210
207 | 0638405 | VALVE, ANGLE: TYPE: SUPPLY; VALVE SIZE: 80 MM; DESIGN RATING: 50 BAR; TEMPERATURE RATING: 300 DEG C; CONNECTION: THD FEMALE; BODY MATERIAL: BRASS; FACE TO FACE LENGTH: RIGHT ANGLE; OPERATED: HANDWHEEL; STYLE: 1 WAY; TRIM: RUBBER/SS; SOFTGOODS: BRASS; APPLICATION: FIRE HYDRANT; REFERENCE NO: VA001; KRS FIRE.
208 | 0640478 | VALVE, GLOBE: VALVE SIZE: 2 IN; DESIGN PRESSURE: 102 BAR; DESIGN TEMPERATURE: -29 TO 38 DEG C; FACE TO FACE LENGTH: 292.1 MM; OPERATED: HANDWHEEL, MANUAL; CONNECTION: FLANGE; BODY MATERIAL: A216 GR WCB; TRIM: A182F6; GRADE: A216 GR WCB; SOFTGOODS: PACKING GRAPHITE; STEM DESIGN: A182F6; APPLICATION: RUNNER SEAL ISOLATION; SPECIFICATION: CL 600; TYPE: ISOLATING; DESIGN RATING: ASME B19.34; TEMPERATURE RATING: ASME B16.34; CONNECTION ASME B16.5/B16.25; TESTING AND INSPECTION; API 598
209 | 0640479 | VALVE, BUTTERFLY: TYPE: DRAIN WAFER; VALVE SIZE: DN 32; DESIGN RATING: PN25; TEMPERATURE RATING: NBR -10 TO 90 DEG C; CONNECTION: FLANGE; BODY MATERIAL: 2EN-GJS-4000-15(GGG-40) EPOXY COATED 120 UM; FACE TO FACE LENGTH: 33 MM; OPERATED: ACTUATOR PNEUMATIC; TRIM: A1.4408 INVESTMENT CASTING; SOFTGOODS: NBR; APPLICATION: SHAFT/RUNNER SEAL DRAIN; GRADE: DN 25-600; SPECIFICATION: D480; SCHEDULE: ASME B16.47; SERIES A; CL 150; SPECIAL FEATURES: BARE SHAFT; SUPPL P/N: D480 32W332A1NLF07 D11; CONNECTION TYPE; 3EN1092 PN16, OPERATING PRESSUE; 3.16 BAR, SHAFT MATERIAL; 1AISI420/1.4021, SHAFT LENGTH; 18, 18 MM, SEAT LINER; N NBR
210 | 0642473 | VALVE: TYPE: DIRECTIONAL; VALVE SIZE: 8/4 MM; DESIGN RATING: 350 BAR; TEMPERATURE RATING: 52 DEG C; FACE TO FACE LENGTH: 49 MM; CONNECTION: BOLT BLOCK; OPERATED: PRESSURE; BODY MATERIAL: STEEL; STYLE: 1 WAY; TRIM: STAINLESS STEEL; SPECIFICATION: ISO 4401-03; SOFTGOODS: NBR; SPECIAL FEATURES: NIL; MANUF P/N: WDMFA06-AB3-G220/MD-HF1-P1AB
211 | 0643634 | VALVE: TYPE: CONTROL; VALVE SIZE: 6 IN; DESIGN RATING: 21 BAR; TEMPERATURE RATING: 65 DEG C; FACE TO FACE LENGTH: 235 MM; CONNECTION: WAFER; OPERATED: PILOT; BODY MATERIAL: CS; SPECIFICATION: 799-D; REFERENCE NO: 139163
212 | 0643634 | VALVE: TYPE: CONTROL; VALVE SIZE: 6 IN; DESIGN RATING: 21 BAR; TEMPERATURE RATING: 65 DEG C; FACE TO FACE LENGTH: 235 MM; CONNECTION: WAFER; OPERATED: PILOT; BODY MATERIAL: CS; SPECIFICATION: 799-D; REFERENCE NO: 139163
213 | 0777978 | VALVE, SOLENOID: PIPE SIZE: 10 MM; STYLE: 4 PIPE CONNECTION 2 SOLENOID; POTENTIAL: 24 VDC; DESIGN RATING: 16 BAR; CONNECTION: 10 MM; BODY MATERIAL: ALUMININIUM; OPERATED: 24 V DC; ENCLOSURE RATING: 16 BAR; MEDIUM: AIR PNEUMATIC; OEM P/N: MPZWIDC.124 (0065745.002); PNEUMATIC CONTROL BLOCK, TYPE:MPZWIDC.124, ON WALL OR IN CABINET MOUNT, 2.5 KG, TWO CONTROL SOLENOIDS
214 | 0643976 | VALVE, BALL: VALVE SIZE: DN 50; DESIGN RATING: PN200; TEMPERATURE RATING: 180 DEG C; CONNECTION: THD; BODY MATERIAL: STAINLESS STEEL; FACE TO FACE LENGTH: 140 MM; OPERATED: LEVER; STYLE: 1 WAY; TRIM: STAINLESS STEEL; SOFTGOODS: PTFE; SPECIFICATION: ISO 9001; PORT TYPE: FULL BORE; APPLICATION: VARIOUS; GRADE: 1.4408; TYPE: LOCKABLE; BODY SHAPE: SQUARE
215 | 0643977 | VALVE, BALL: VALVE SIZE: 12 MM; DESIGN RATING: PN500; TEMPERATURE RATING: 180 DEG C; CONNECTION: 18L; BODY MATERIAL: STAINLESS STEEL; FACE TO FACE LENGTH: 115 MM; OPERATED: LEVER; STYLE: 1 WAY; TRIM: STAINLESS STEEL; SOFTGOODS: NBR; SPECIFICATION: ISO 9001; PORT TYPE: FULL BORE; APPLICATION: VARIOUS; GRADE: 1.4571; TYPE: NON LOCKABLE; MANUF P/N: KH 18L-71X; BODY SHAPE: SQUARE
216 | 0643978 | VALVE, BALL: VALVE SIZE: 1/2 IN; DESIGN RATING: PN500; TEMPERATURE RATING: 180 DEG C; CONNECTION: THD; BODY MATERIAL: STAINLESS STEEL; FACE TO FACE LENGTH: 90 MM; OPERATED: LEVER; STYLE: 1 WAY; TRIM: STAINLESS STEEL; SOFTGOODS: PTFE; SPECIFICATION: ISO 9001; PORT TYPE: FULL BORE; APPLICATION: VARIOUS; GRADE: 1.4423; TYPE: NON LOCKABLE; MANUF P/N: KH 1/2IN 71X; BODY SHAPE: SQUARE
217 | 0643979 | VALVE: TYPE: SHUT OFF; VALVE SIZE: DN 4; DESIGN RATING: PN250; TEMPERATURE RATING: 250 DEG C; FACE TO FACE LENGTH: 105 MM; CONNECTION: THD G1/2 IN; OPERATED: HANDWHEEL; BODY MATERIAL: BRASS; STYLE: 1 WAY; TRIM: BRASS; GRADE: C360; SPECIFICATION: ISO 9001; SOFTGOODS: BRASS; SPECIAL FEATURES: GAUGE/TRANSMITTER FITTING
218 | 0644167 | VALVE: TYPE: STOP; VALVE SIZE: DN 50; DESIGN RATING: 16 BAR; TEMPERATURE RATING: 120 DEG C; FACE TO FACE LENGTH: 150 MM; CONNECTION: FLANGE; OPERATED: MANUAL; BODY MATERIAL: CAST IRON; GRADE: EN-JL1040; SPECIFICATION: ARI 12072; .
219 | 0644167 | VALVE: TYPE: STOP; VALVE SIZE: DN 50; DESIGN RATING: 16 BAR; TEMPERATURE RATING: 120 DEG C; FACE TO FACE LENGTH: 150 MM; CONNECTION: FLANGE; OPERATED: MANUAL; BODY MATERIAL: CAST IRON; GRADE: EN-JL1040; SPECIFICATION: ARI 12072; .
220 | 0644168 | VALVE: TYPE: STOP; VALVE SIZE: DN 40; DESIGN RATING: 16 BAR; TEMPERATURE RATING: 120 DEG C; FACE TO FACE LENGTH: 140 MM; CONNECTION: FLANGE 150 MM; OPERATED: MANUAL; BODY MATERIAL: CAST IRON; GRADE: EN-JL1040; SPECIFICATION: ARI 12072
221 | 0644168 | VALVE: TYPE: STOP; VALVE SIZE: DN 40; DESIGN RATING: 16 BAR; TEMPERATURE RATING: 120 DEG C; FACE TO FACE LENGTH: 140 MM; CONNECTION: FLANGE 150 MM; OPERATED: MANUAL; BODY MATERIAL: CAST IRON; GRADE: EN-JL1040; SPECIFICATION: ARI 12072
222 | 0644441 | VALVE: TYPE: CONTROL; VALVE SIZE: 2 IN; DESIGN RATING: 21 BAR; TEMPERATURE RATING: 65 DEG C; FACE TO FACE LENGTH: 190 MM; CONNECTION: FLANGE; OPERATED: PILOT; BODY MATERIAL: CS; SPECIFICATION: 711-D
223 | 0644441 | VALVE: TYPE: CONTROL; VALVE SIZE: 2 IN; DESIGN RATING: 21 BAR; TEMPERATURE RATING: 65 DEG C; FACE TO FACE LENGTH: 190 MM; CONNECTION: FLANGE; OPERATED: PILOT; BODY MATERIAL: CS; SPECIFICATION: 711-D
224 | 0644442 | VALVE: TYPE: CONTROL; VALVE SIZE: 3 IN; DESIGN RATING: 21 BAR; TEMPERATURE RATING: 65 DEG C; FACE TO FACE LENGTH: 155 MM; CONNECTION: WAFER; OPERATED: PILOT; BODY MATERIAL: CARBON STL; SPECIFICATION: 799-D
225 | 0644442 | VALVE: TYPE: CONTROL; VALVE SIZE: 3 IN; DESIGN RATING: 21 BAR; TEMPERATURE RATING: 65 DEG C; FACE TO FACE LENGTH: 155 MM; CONNECTION: WAFER; OPERATED: PILOT; BODY MATERIAL: CARBON STL; SPECIFICATION: 799-D
226 | 0644443 | VALVE: TYPE: CONTROL; VALVE SIZE: 4 IN; DESIGN RATING: 21 BAR; TEMPERATURE RATING: 65 DEG C; FACE TO FACE LENGTH: 187 MM; CONNECTION: WAFER; OPERATED: PILOT; BODY MATERIAL: CARBON STL; SPECIFICATION: 799-D
227 | 0644443 | VALVE: TYPE: CONTROL; VALVE SIZE: 4 IN; DESIGN RATING: 21 BAR; TEMPERATURE RATING: 65 DEG C; FACE TO FACE LENGTH: 187 MM; CONNECTION: WAFER; OPERATED: PILOT; BODY MATERIAL: CARBON STL; SPECIFICATION: 799-D
228 | 0644949 | VALVE, RELIEF: VALVE SIZE: 10 MM; SET PRESSURE: 65 BAR; TEMPERATURE RATING: -30 TO 80 DEG C; CONNECTION: THREADED; BODY MATERIAL: STEEL; TRIM: METAL; FACE TO FACE LENGTH: 80 MM; OPERATED: PRESSURE; ORIFICE SIZE: 5 MM; SPECIFICATION: ISO 9001; APPLICATION: VARIOUS; GRADE: 913000149; STYLE: 1 WAY; SOFTGOODS: NBR; DESIGN RATING: 25-400 BAR; PRESSURE RANGE: 0-630 BAR; MANUF P/N: R901260712; MODEL NO: DBDS 10 G19/65E
229 | 0644951 | VALVE, RELIEF: VALVE SIZE: 30 MM; SET PRESSURE: 130 BAR; TEMPERATURE RATING: -30 TO 80 DEG C; CONNECTION: SUBPLATE; BODY MATERIAL: STEEL; TRIM: METAL; FACE TO FACE LENGTH: 80 MM; OPERATED: PRESSURE; ORIFICE SIZE: 15 MM; SPECIFICATION: ISO 9001; APPLICATION: VARIOUS; GRADE: 913000149; STYLE: 1 WAY; SOFTGOODS: NBR; DESIGN RATING: 25-400 BAR; PRESSURE RANGE: 0-350 BAR; MANUF P/N: R901341824; MODEL NO: DBDS 30 G1A/130E
230 | 0644953 | VALVE, RELIEF: VALVE SIZE: 20 MM; SET PRESSURE: 100 BAR; TEMPERATURE RATING: -30 TO 80 DEG C; CONNECTION: SUBPLATE; BODY MATERIAL: STEEL; TRIM: METAL; FACE TO FACE LENGTH: NIL; OPERATED: PRESSURE; ORIFICE SIZE: 10 MM; SPECIFICATION: ISO 9001; APPLICATION: VARIOUS; GRADE: 913000149; STYLE: 1 WAY; SOFTGOODS: NBR; DESIGN RATING: 25-400 BAR; PRESSURE RANGE: 10-350 BAR; MANUF P/N: R900597283; MODEL NO: DR 20-5-52/100YM
231 | 0647409 | VALVE, SOLENOID: PIPE SIZE: 6 X 4 MM; STYLE: 3/2 WAY; POTENTIAL: 230 VAC; DESIGN RATING: 0-10 BAR; CONNECTION: G1/8 IN-BSPP; BODY MATERIAL: BRASS; OPERATED: AIR; ENCLOSURE RATING: IP65; MEDIUM: NATURAL GASES; FLUIDS; POWER: 8 W; ORIFICE SIZE: 2 MM; COIL: POLYAMIDE; SOFTGOODS: FKM; APPLICATION: FIRE DAMPER
232 | 0647831 | VALVE, BALL: VALVE SIZE: 1 IN; DESIGN RATING: 69 BAR; TEMPERATURE RATING: 50 DEG C; CONNECTION: BSP THREADED ENDS; BODY MATERIAL: STAINLESS STEEL; FACE TO FACE LENGTH: 88 MM; OPERATED: MANUAL; SOFTGOODS: PTFE; PORT TYPE: FULL BORE; GRADE: ASTM A351 GR CF8M; 2 PIECE SERIES 20
233 | 0647831 | VALVE, BALL: VALVE SIZE: 1 IN; DESIGN RATING: 69 BAR; TEMPERATURE RATING: 50 DEG C; CONNECTION: BSP THREADED ENDS; BODY MATERIAL: STAINLESS STEEL; FACE TO FACE LENGTH: 88 MM; OPERATED: MANUAL; SOFTGOODS: PTFE; PORT TYPE: FULL BORE; GRADE: ASTM A351 GR CF8M; 2 PIECE SERIES 20
234 | 0647832 | VALVE, BALL: VALVE SIZE: 1/2 IN; DESIGN RATING: 69 BAR; TEMPERATURE RATING: 50 DEG C; CONNECTION: BSP THREADED ENDS; BODY MATERIAL: STAINLESS STEEL; FACE TO FACE LENGTH: 65 MM; OPERATED: MANUAL; SOFTGOODS: PTFE; PORT TYPE: FULL BORE; GRADE: ASTM A351 GR CF8M; 2 PIECE SERIES 20
235 | 0647833 | VALVE, BALL: VALVE SIZE: 3/4 IN; DESIGN RATING: 69; TEMPERATURE RATING: 50 DEG C; CONNECTION: BSP THREADED ENDS; BODY MATERIAL: STAINLESS STEEL; FACE TO FACE LENGTH: 74 MM; OPERATED: MANUAL; SOFTGOODS: PTFE; PORT TYPE: FULL BORE; GRADE: ASTM A351 GR CF8M; 2 PIECE SERIES 20
236 | 0647833 | VALVE, BALL: VALVE SIZE: 3/4 IN; DESIGN RATING: 69; TEMPERATURE RATING: 50 DEG C; CONNECTION: BSP THREADED ENDS; BODY MATERIAL: STAINLESS STEEL; FACE TO FACE LENGTH: 74 MM; OPERATED: MANUAL; SOFTGOODS: PTFE; PORT TYPE: FULL BORE; GRADE: ASTM A351 GR CF8M; 2 PIECE SERIES 20
237 | 0648284 | VALVE: TYPE: EMERGENCY CLOSING; VALVE SIZE: 13 MM; DESIGN RATING: 350 BAR; TEMPERATURE RATING: 200 DEG C; FACE TO FACE LENGTH: FLAT; CONNECTION: THREADED; OPERATED: PRESSURE; BODY MATERIAL: STEEL; STYLE: 2 WAY; SPECIFICATION: ISO 9001; TURBINE GOVERNOR PUMP CONTROL; KKS: MFX20AA201/219
238 | 0650143 | VALVE, SOLENOID: PIPE SIZE: 3/4 IN; STYLE: 9 X CONNECTIONS; 3 X SOLENOID; POTENTIAL: 24 VDC; DESIGN RATING: 3 BAR; CONNECTION: BSP; BODY MATERIAL: BRASS; OPERATED: DIRECT SOLENOID; ENCLOSURE RATING: IP67; MEDIUM: WATER; POWER: 11.2 W; ORIFICE SIZE: 19 MM; COIL: DC; APPLICATION: CENTRIFUGE SEALING WATER; CLASSIFICATION: ZONE 2; SUPPL P/N: 176346680
239 | 0650143 | VALVE, SOLENOID: PIPE SIZE: 3/4 IN; STYLE: 9 X CONNECTIONS; 3 X SOLENOID; POTENTIAL: 24 VDC; DESIGN RATING: 3 BAR; CONNECTION: BSP; BODY MATERIAL: BRASS; OPERATED: DIRECT SOLENOID; ENCLOSURE RATING: IP67; MEDIUM: WATER; POWER: 11.2 W; ORIFICE SIZE: 19 MM; COIL: DC; APPLICATION: CENTRIFUGE SEALING WATER; CLASSIFICATION: ZONE 2; SUPPL P/N: 176346680
240 | 0654743 | VALVE, BALL: VALVE SIZE: 1/2 IN; APPLICATION: AMMONIA SOLUTION LINE TO FEEDWATER TANK; TYPE: QUICK STOP; SUPPL P/N: N300
241 | 0655228 | VALVE, RELIEF: VALVE SIZE: G1/2 IN; SET PRESSURE: 365 KPA; TEMPERATURE RATING: -10 TO 220 DEG C; CONNECTION: G1/2 IN; BODY MATERIAL: 1.4104 (430); TRIM: METAL; FACE TO FACE LENGTH: 46 MM; OPERATED: PRESSURE; ORIFICE SIZE: 10 MM; SPECIFICATION: DIN ISO 228-1; APPLICATION: VARIOUS; GRADE: 1.4104; STYLE: 1 WAY; SOFTGOODS: 1.4404; DESIGN RATING: PN160-400; PRESSURE RANGE: 180-365 BAR; MANUF P/N: 4373.2602; REFERENCE NO: D0 10-D/G 0.5 F 0.35; .
242 | 0662552 | VALVE, CHECK: TYPE: NON RETURN; VALVE SIZE: 80 MM; DESIGN RATING: PN40; TEMPERATURE RATING: 50 DEG C; CONNECTION: BW; BODY MATERIAL: CI; FACE TO FACE LENGTH: 173 MM; OPERATED: AUTOMATIC; TRIM: STL; APPLICATION: LIMESTONE HYDRAULIC FEEDER DRIVE; SPECIFICATION: TH-CD-2572-00-02; SUPPL P/N: 2572-00-02-14
243 | 0662572 | VALVE, CHECK: TYPE: NON RETURN; VALVE SIZE: 100 MM; DESIGN RATING: PN25; TEMPERATURE RATING: 55 DEG C; CONNECTION: BW; BODY MATERIAL: CAST STL; FACE TO FACE LENGTH: 170 MM; OPERATED: FLOW; TRIM: STL; APPLICATION: LIMESTONE HYDRAULIC FEEDER DRIVE; SPECIFICATION: TH-CD-2572-00-02; SUPPL P/N: 2572-00-02-25
244 | 0664392 | VALVE: TYPE: PLUG; VALVE SIZE: DN 150; DESIGN RATING: PN64; TEMPERATURE RATING: 0-100 DEG C; CONNECTION: FLANGE DN150/PN64; OPERATED: HYDRAULIC; BODY MATERIAL: CS; SUPPL P/N: 2612; VOITH RUNNER RELIEF VALVE; ORDER NUMBER: 5/5044; TYPE: 2.41-48660 PRESSURE TEST CERTIFICATES TO BE SUPPLIED WITH VALVE; VALVE DRAWING WITH BILL OF MATERIALS/PARTS LIST TO BE SUPPLIED
245 | 0671840 | VALVE, SOLENOID: PIPE SIZE: DN15; STYLE: BLOCK; POTENTIAL: 24 VDC; DESIGN RATING: 0.2-16 BAR; CONNECTION: PLUG; BODY MATERIAL: BRASS; OPERATED: DC V; ENCLOSURE RATING: IP65; MEDIUM: AIR/WATER; POWER: 11 W; CURRENT: 0.46 A; ORIFICE SIZE: 13 MM; SOFTGOODS: SEAL NBR; APPLICATION: GAS TURBINE FIRE SYSTEM; SPECIFICATION: ISO; MANUF P/N: 840131
246 | 0671840 | VALVE, SOLENOID: PIPE SIZE: DN15; STYLE: BLOCK; POTENTIAL: 24 VDC; DESIGN RATING: 0.2-16 BAR; CONNECTION: PLUG; BODY MATERIAL: BRASS; OPERATED: DC V; ENCLOSURE RATING: IP65; MEDIUM: AIR/WATER; POWER: 11 W; CURRENT: 0.46 A; ORIFICE SIZE: 13 MM; SOFTGOODS: SEAL NBR; APPLICATION: GAS TURBINE FIRE SYSTEM; SPECIFICATION: ISO; MANUF P/N: 840131
247 | 0671894 | VALVE: TYPE: CHANGE OVER; VALVE SIZE: 1-1/2 IN; DESIGN RATING: 40-100 BAR; TEMPERATURE RATING: -10 TO 425 DEG C; FACE TO FACE LENGTH: 265 MM; CONNECTION: DN 40; OPERATED: HAND; BODY MATERIAL: GP 240GM + N 1.0619; STYLE: CHANGE OVER VALVE; TRIM: CR 1,4021; GRADE: CARBON STEEL; SOFTGOODS: GRAPHITE/1,4571; SPECIAL FEATURES: CHANGE OVER VALVE,3 PORTS FLANGE; PN - 300 LBS
248 | 0671894 | VALVE: TYPE: CHANGE OVER; VALVE SIZE: 1-1/2 IN; DESIGN RATING: 40-100 BAR; TEMPERATURE RATING: -10 TO 425 DEG C; FACE TO FACE LENGTH: 265 MM; CONNECTION: DN 40; OPERATED: HAND; BODY MATERIAL: GP 240GM + N 1.0619; STYLE: CHANGE OVER VALVE; TRIM: CR 1,4021; GRADE: CARBON STEEL; SOFTGOODS: GRAPHITE/1,4571; SPECIAL FEATURES: CHANGE OVER VALVE,3 PORTS FLANGE; PN - 300 LBS
249 | 0688401 | VALVE, RELIEF: VALVE SIZE: 100 X 125 MM; SET PRESSURE: 25-2400 KPA G; TEMPERATURE RATING: -4 TO -230 DEG C; CONNECTION: FLANGE; BODY MATERIAL: CS; TRIM: DISC ST/ST; FACE TO FACE LENGTH: 187/165 MM; OPERATED: SPRING; ORIFICE SIZE: SQ 2027 MM; SPECIFICATION: BS 6759-3:1984; APPLICATION: BFPT LUB OIL BYPASS PRESSURE; SOFTGOODS: GASKET INORGANIC FIBRE WITH NITRILE BINDER; DESIGN RATING: 2.4 MPA; REFERENCE NO: 693; SC81S503 & SC71S09; INLET FACE TO OUTLET CENTRE 187 MM; OUTLET FACE TO INLET CENTRE 16 5 MM; CAST STEEL SINGLE SPRING HIGH LIFT SAFETY RELIEF VALVE; INLET FLANGE DN 100 BS10-H; OUTLET FLANGE DN125 BS10-F; SPRING OPERATED TO OPEN WHEN SET SPRING TENSION IS OVERCOME BY SYSTEM PRESSURE; SEAT RING ST/ST; SPRING STEEL; ALL OTHER DIMENSIONS TO BS 6759-3:1984; VALVE TO BE SUPPLIED WITH A SET PRESSURE CERTIFICATE; FLANGES TO BE COVERED OR PLUGGED TO PREVENT FOREIGN MATERIAL FROM ENTERING, AND PROTECTED FROM THE ELEMENTS WITH A SUITABLE CORROSION INHIBITOR; A TECHNICAL EVALUATION NEEDS TO BE DONE PRIOR TO ORDER PLACEMENT; THE FOLLOWING DOCUMENTS ARE REQUIRED FOR THE TECHNICAL EVALUATION (1) GENERAL VALVE ASSEMBLY DRAWING (2) VALVE BROCHURE/INFORMATION; SIGNED ASSEMBLY DRAWING BY THE SUPPLIER WILL SERVE AS PROOF FOR THE CORRECT ITEM TO BE SUPPLIED; NO QUALITY CHECK WILL BE DONE WITHOUT A TECHNICAL EVALUATION BEING DONE DURING THE TENDERING STAGE; FOR VALVES THAT ARE TO BE REFURBISHED, A REFURBISHED SOW MUST BE SUBMITTED BY TURBINE ENGINEERING; THIS SOW MUST BE ISSUED WITH THE TENDERS; NO REPAIRS WILL BE PERMITTED OR ACCEPTED WITHOUT THE ENGINEERING SOW BEING SUPPLIED AND ADHERED TO
250 | 0688633 | VALVE: TYPE: KNIFE GATE; VALVE SIZE: 450 MM; DESIGN RATING: 7 BAR; TEMPERATURE RATING: 50 DEG C; FACE TO FACE LENGTH: 143 MM; CONNECTION: FLANGE; OPERATED: HYDRAULIC ACTUATOR; BODY MATERIAL: CS; 16-HOLE EQUI-SPACED, OFF CRS ON A 585 PCD; 10-HOLES DRILL DIAMETER 26 THRU; 6-HOLES DRILL AND TAP M24 X 30 DEEP
251 | 0692543 | VALVE: TYPE: NON RETURN; VALVE SIZE: 20 MM; TEMPERATURE RATING: -10 TO 100 DEG C; CONNECTION: 1/2 IN-BSP; OPERATED: AIR; BODY MATERIAL: STAINLESS STEEL; OEM P/N: 033930
252 | 0692898 | VALVE, SOLENOID: PIPE SIZE: 1/2 IN; STYLE: 1/1; POTENTIAL: 220 VDC; DESIGN RATING: 0-1.5 MPA; CONNECTION: BSPF; BODY MATERIAL: BRASS; OPERATED: SOLENOID; ENCLOSURE RATING: IP65; MEDIUM: AIR; ORIFICE SIZE: 3 MM; COIL: SINGLE; APPLICATION: MECHANICAL AIR BRAKE SYSTEM; OEM P/N: VS3P-4030-10G HMJ-X
253 | 0694573 | VALVE, SOLENOID: PIPE SIZE: 1 IN; STYLE: 1/1; POTENTIAL: 24 VDC; DESIGN RATING: 10 BAR; CONNECTION: FNPT; BODY MATERIAL: STAINLESS STEEL; OPERATED: COIL SOLENOID VALVE; ENCLOSURE RATING: IP65; MEDIUM: DIESEL; ORIFICE SIZE: 15-25 MM; COIL: SINGLE; SOFTGOODS: O RING; APPLICATION: DIESEL; MODEL NO 2W-160-15, BOTH VALVE PORT; SIZE 1 IN
254 | 0696638 | VALVE, BUTTERFLY: TYPE: CENTERED DISC; VALVE SIZE: 3 IN; DESIGN RATING: PN35; TEMPERATURE RATING: 0-100 DEG C; CONNECTION: BW; BODY MATERIAL: 1.4571; FACE TO FACE LENGTH: 400 MM; OPERATED: MANUAL; TRIM: STL; SOFTGOODS: GASKETS; APPLICATION: DRAIN VALVE 1 TURBINE HOUSE UNIT 4; 4 0LCE10 AA401; SPECIFICATION: AV-25-63-SE-HR-G-XX-00; SUPPL P/N: 63906F3C7C3F09C3E0401EAC37FA0A05
255 | 0708469 | VALVE: TYPE: DELUGE; VALVE SIZE: 3 IN; DESIGN RATING: 21 BAR; TEMPERATURE RATING: 65 DEG C; CONNECTION: WAFER; OPERATED: ACTUATOR HYDRAULIC; BODY MATERIAL: FORGED STEEL SAE1021; INBAL MODEL 799DG-04-A01 HYDRAULIC DELGE VALVE- WAGER PATTERN ENDS RATED TO 21 TO OPEN WHEN PRESSURE IS LOST IN THE LINE, LATCH IN OPEN POSITION, LOCAL RESET COMPLETE WITH ALL NECESSARY TRIM VALVE ENDS AND WATER FLOW TEST & DRAIN ENDS DUCTILE (ASTM A53665-45-12), SLEEVE SMR5 ELATOMER REINFORCED WITH POLYESTER AND KEVLAR, CONTROL TRIM BRASS NICKEL CHROME PLATED STAINLESS STEEL AND GALVANISED STEEL
256 | 0708469 | VALVE: TYPE: DELUGE; VALVE SIZE: 3 IN; DESIGN RATING: 21 BAR; TEMPERATURE RATING: 65 DEG C; CONNECTION: WAFER; OPERATED: ACTUATOR HYDRAULIC; BODY MATERIAL: FORGED STEEL SAE1021; INBAL MODEL 799DG-04-A01 HYDRAULIC DELGE VALVE- WAGER PATTERN ENDS RATED TO 21 TO OPEN WHEN PRESSURE IS LOST IN THE LINE, LATCH IN OPEN POSITION, LOCAL RESET COMPLETE WITH ALL NECESSARY TRIM VALVE ENDS AND WATER FLOW TEST & DRAIN ENDS DUCTILE (ASTM A53665-45-12), SLEEVE SMR5 ELATOMER REINFORCED WITH POLYESTER AND KEVLAR, CONTROL TRIM BRASS NICKEL CHROME PLATED STAINLESS STEEL AND GALVANISED STEEL
257 | 0708473 | VALVE: TYPE: DELUGE; VALVE SIZE: 4 IN; DESIGN RATING: 21 BAR; TEMPERATURE RATING: 65 DEG C; CONNECTION: WAFER; OPERATED: ACTUATOR HYDRAULIC; BODY MATERIAL: FORGED STEEL SAE1021; INBAL MODEL 799DG-04-A01 HYDRAULIC DELGE VALVE- WAGER PATTERN ENDS RATED TO 21 TO OPEN WHEN PRESSURE IS LOST IN THE LINE, LATCH IN OPEN POSITION, LOCAL RESET COMPLETE WITH ALL NECESSARY TRIM VALVE ENDS AND WATER FLOW TEST & DRAIN ENDS DUCTILE (ASTM A53665-45-12), SLEEVE SMR5 ELATOMER REINFORCED WITH POLYESTER AND KEVLAR, CONTROL TRIM BRASS NICKEL CHROME PLATED STAINLESS STEEL AND GALVANISED STEEL
258 | 0708473 | VALVE: TYPE: DELUGE; VALVE SIZE: 4 IN; DESIGN RATING: 21 BAR; TEMPERATURE RATING: 65 DEG C; CONNECTION: WAFER; OPERATED: ACTUATOR HYDRAULIC; BODY MATERIAL: FORGED STEEL SAE1021; INBAL MODEL 799DG-04-A01 HYDRAULIC DELGE VALVE- WAGER PATTERN ENDS RATED TO 21 TO OPEN WHEN PRESSURE IS LOST IN THE LINE, LATCH IN OPEN POSITION, LOCAL RESET COMPLETE WITH ALL NECESSARY TRIM VALVE ENDS AND WATER FLOW TEST & DRAIN ENDS DUCTILE (ASTM A53665-45-12), SLEEVE SMR5 ELATOMER REINFORCED WITH POLYESTER AND KEVLAR, CONTROL TRIM BRASS NICKEL CHROME PLATED STAINLESS STEEL AND GALVANISED STEEL
259 | 0713424 | VALVE: TYPE: ISOLATING; VALVE SIZE: G1/2 IN; DESIGN RATING: 400 BAR; TEMPERATURE RATING: -20 TO 200 DEG C; FACE TO FACE LENGTH: 100 MM; CONNECTION: G1/2 IN; OPERATED: INSTRUMENT VALVE; BODY MATERIAL: STAINLESS STEEL; STYLE: VALVE WITH TEST PORT; TRIM: NEEDLE AND SEATING; GRADE: 1.4571; SPECIFICATION: DIN 16271; SOFTGOODS: CORROSION AND ACID RESISTANT; MANUF P/N: 9091157; SHUT-OFF VALVE WITH HEAT RESISTANT PLASTIC KNOB AND TEST PORT CONNECTION ,M20 X 1.5
260 | 0714976 | VALVE, PLUG: VALVE SIZE: 80; DESIGN RATING: PN40; TEMPERATURE RATING: -10 TO 100 CELSIUS; CONNECTION: THREADED CONNECTION (G1/2); BODY MATERIAL: CARBON STEEL; FACE TO FACE LENGTH: 155 MM; OPERATED: HYDRAULIC; SOFTGOODS: O-RING RUBBER 85X3 / O-RING RUBBER 102X3 / MANTEL-RING TFMA 90X88X7.3 / NUT-RINGB12X24X10 / SCRAPER-RING B12X22; CONFIGURATION: FLANGE; APPLICATION: COMPRESSED AIR; TYPE: BLOWDOWN; MANUF P/N: 2.49-581
261 | 0715945 | VALVE, CHECK: TYPE: NON-RETURN; VALVE SIZE: 650 MM; DESIGN RATING: Y 0.35 AND VACUUM MPA; TEMPERATURE RATING: 200 DEG C; CONNECTION: BUTT-WELDED; BODY MATERIAL: STEEL ASTM A216-WCB; FACE TO FACE LENGTH: 1448 MM; OPERATED: AUTO; TRIM: STEEL; APPLICATION: CHECK VALVE LBS30AA501; SPECIFICATION: ANSI B16 34 CLASS 150; DRAWING NO: FB21EV650NFDA ITEM DEWRANCE; BLED STEAM CHECK VALVE, BODY: WBC, SEAT: CR13, DISK: CR18
262 | 0726792 | VALVE, SOLENOID: PIPE SIZE: 28 MM; STYLE: COAXIAL 3/2 WAY DIRECT ACTING; POTENTIAL: 230 VAC; DESIGN RATING: 100 BAR; CONNECTION: G3/4 IN FEMALE; BODY MATERIAL: BRASS; OPERATED: SOLENOID; ENCLOSURE RATING: IP65; MEDIUM: AIR; POWER: 0.4 W; CURRENT: 0.15 A; ORIFICE SIZE: 15 MM; SOFTGOODS: NBR ORING; APPLICATION: DRAIN VALVE; MANUF P/N: 039599; STAGE 3 DRAIN VALVE
263 | 0728675 | VALVE, RELIEF: VALVE SIZE: 1 IN; SET PRESSURE: 64 BAR; TEMPERATURE RATING: -30 TO 100 DEG C; CONNECTION: G1 IN; BODY MATERIAL: FREE CUTTING STEEL; TRIM: FREE CUTTING STEEL; FACE TO FACE LENGTH: 115 MM; OPERATED: PILOT; APPLICATION: HYDRAULIC PUMP; STYLE: SPOOL TYPE; SOFTGOODS: NBR O-RINGS; DESIGN RATING: 125 BAR; PRESSURE RANGE: 5 -125 BAR; MANUF P/N: DB16P; MODEL NO: DB16P-01-C-N-190V
264 | 0731743 | VALVE, CHECK: TYPE: SWING DISK NRV; VALVE SIZE: 3 IN; DESIGN RATING: PN 16; TEMPERATURE RATING: 0 TO 100 DEG C; CONNECTION: FLANGED; BODY MATERIAL: ASTM 216; FACE TO FACE LENGTH: 66 MM; OPERATED: SPRING ACTUATED; STYLE: WAFER TYPE SWING CHECK; SPECIFICATION: FM,UL,CUL APPROVED; MANUF P/N: V03312; PRESSURE TEST AND MATERIAL TEST CERTIFICATES TO BE SUPPLIED UPON DELIVERY OF THE VALVES.
265 | 0731847 | VALVE, RELIEF: VALVE SIZE: G 1/4 IN; SET PRESSURE: 11 BAR; TEMPERATURE RATING: -20 TO 200 DEG C; CONNECTION: THREADED; BODY MATERIAL: BRASS; TRIM: BRASS - STAINLESS STEEL; FACE TO FACE LENGTH: 65 MM; OPERATED: SPRING LOADED - MECHANICALLY; ORIFICE SIZE: 38.47 MM2; SPECIFICATION: ASME VIII DIV. 1; APPLICATION: COMPRESSED AIR; STYLE: FREE DISCHARGE - D7; SOFTGOODS: N.B.R.(STD) -10 / + 100 °C; DESIGN RATING: PN60; PRESSURE RANGE: 8 - 12 BAR; MANUF P/N: D7CW614N; SAFETY VALVE TO BE SET AT 11 BAR (COLD SET PRESSURE). SAFETY VALVE TO BE TAGGED AND LED SEALED. INFORMATION ON TAG SHOULD CONTAIN:VALVE SERIAL NUMBER, SET PRESSURE, TEST DATE AND DUE DATE. DUE DATE SHOULD BE 3 YEARS FROM TEST DATE. VALVE. TEST REPORT TO BE SUPPLIED ALONG WITH VALVE.TEST REPORT TO DETAIL TO CORRESPOND WITH VALVE INFO
266 | 0738822 | VALVE: TYPE: INJECTION; VALVE SIZE: 6/4 - R 1/2 IN; DESIGN RATING: 7-16 BAR; TEMPERATURE RATING: 25-40 DEG; CONNECTION: 6 MM COMPRESSION; OPERATED: STANDARD; BODY MATERIAL: PVC; .
267 | 0738824 | VALVE: TYPE: FOOT; VALVE SIZE: 20 MM; DESIGN RATING: 7-16 BAR; TEMPERATURE RATING: 40 DEG; CONNECTION: 6 MM COMPRESSION; OPERATED: STANDARD; BODY MATERIAL: PVDF PTFE
268 | 0754488 | VALVE, SOLENOID: PIPE SIZE: G1/2 Thread ACRE; STYLE: 2/2-WAYS, NORMALLY CLOSED; POTENTIAL: 24 VDC; DESIGN RATING: PN 80 BAR; CONNECTION: GM84 - G1/2 THREADED PORT; BODY MATERIAL: MS BRASS; OPERATED: VOLTAGE; ENCLOSURE RATING: IP65; MEDIUM: WATER. AIR AND HYDRAULIC FLUIDS; POWER: 24 VDC; SUPPL P/N: 5404-A12,0EFMSGM84-C024/DC-12; BURKERT: 2/2-WAY-SOLENOID VALVE; SERVO-POSITION, 5404-A12,0EFMSGM84-C024/DC-12 A 2/2-WAYS;NORMALY CLOSED, ORIFICE SIZE - EF PTFE-SEAT-SEALING + FKM, MATERIAL - MS BRASS, PORT CONNECTION - GM84 G1/2 THREADED PORT, COIL SIZE - C 40 X 40, VOLTAGE - 024 24VOLTS, FREQUENCY - DC, POWER CONSUMPTION - 12 WATT, SPECIAL FEATURE MX13 PN 80 BAR RATED
269 | 0754499 | VALVE, CHECK: TYPE: CHECK VALVE; VALVE SIZE: ¼ BSPT MALE DOWNSTREAM / 8L MALE UPSTREAM IN; DESIGN RATING: 500 BAR; TEMPERATURE RATING: -10 to +100 DEG C; CONNECTION: ¼ INCH BSPT MALE DOWNSTREAM / 8L MALE UPSTREAM; BODY MATERIAL: STAINLESS STEEL; FACE TO FACE LENGTH: 47.5 MM; OPERATED: PRESSURE; STYLE: HYDRAULIC; TRIM: STELLITED; APPLICATION: GREASE SYSTEM; SPECIFICATION: RHZ-R-ED
270 | 0758582 | VALVE: TYPE: NRV; VALVE SIZE: 3/8 IN; DESIGN RATING: 700 BAR; TEMPERATURE RATING: 0 to 80 DEG; FACE TO FACE LENGTH: 11.7 MM; CONNECTION: THREAD 1/4 INCH BSP; OPERATED: BALL, SPRING; BODY MATERIAL: STAINLESS STEEL; STYLE: 1 WAY; SPECIFICATION: HAWE HYDRAULICS RB2 NRV SIZE: 3/8” BSPP; SOFTGOODS: 0-RINGS, SPRINGS; SPECIAL FEATURES: HAWE HYDRAULICS RB2 NRV SIZE: 3/8” BSPP
271 | 0765058 | VALVE: TYPE: RELIEF; VALVE SIZE: 25 MM; DESIGN RATING: 30 BAR; TEMPERATURE RATING: 170 DEG C; CONNECTION: FLANGE MM; OPERATED: SPRING; BODY MATERIAL: CARBON
272 | 0767444 | VALVE: TYPE: PRESSURE RELIEF; VALVE SIZE: 1/4 IN; DESIGN RATING: 0.3-10 BAR; TEMPERATURE RATING: -34 TO 65 DEG C; CONNECTION: G1/4 IN; OPERATED: 10BAR; BODY MATERIAL: ZINC ALLOY; MANUF P/N: V07-200NGMG; V07; NORGREN, MINIATURE PORTED
273 | 0028911 | BELT: TYPE: VALVE; FIG NO: 2396C.S. SA1253 B77; REFERENCE NO: 44411-006B; FOR 3 INCH HOPKINSON VALVE; USED FOR SOOTBLOWER REHEAT SECTION; VENDORS ARE RESPONSIBLE FOR ENSURING THAT THEY ARE PERFORMING AGAINST THE CORRECT DRAWING REVISION NUMBER (IF APPLICABLE).
274 | 0068400 | VALVE, CHECK: VALVE SIZE: 20 MM; DESIGN RATING: 20 BAR; TEMPERATURE RATING: 9 BAR AT 180 DEG C; CONNECTION: THD FEMALE; BODY MATERIAL: BRZ; STYLE: THD CAP; TRIM: DISC BRZ; MODEL NO: SS3501/M; REFERENCE NO: ES701; TYPE LIFT; IN LINE; CKI; FOR USE ON BOILER; MATERIAL AND TEST CERTIFICATES, TO DIN 50049/3.1B, ARE TO BE SUPPLIED ON DELIVERY
275 | 0068955 | VALVE, CHECK: TYPE: SWING; VALVE SIZE: 280 MM; TEMPERATURE RATING: 200 DEG C; CONNECTION: BW; STYLE: BOLTED CAP; TRIM: DISC/SEAT 13CRS; GRADE: WCB; WEIGHT ASSISTED; BODY 37.5BAR; SEAT 25BAR
276 | 0515330 | MASK: TYPE: DUST; DIMENSIONS: 207 MM; PROTECTION FOR WHICH DESIGNED: DUST; SPECIAL FEATURES: WITH VALVE; SUPPL P/N: FFP2; PPE
277 | 0751707 | VALVE, GATE: VALVE SIZE: DN150 MM; TYPE: WEDGE; DESIGN PRESSURE: 16 BAR; DESIGN TEMPERATURE: +/- 80 DEG C; CONNECTION: FLANGE; FACE TO FACE LENGTH: 210 MM; BODY MATERIAL: CAST IRON; TRIM: WEDGE; OPERATED: HANDWHEEL; STEM DESIGN: RISING SPINDLE; TEMPERATURE RATING: +/- 80 DEG C; APPLICATION: COOLING TOWERS ISOLATION; DESIGN RATING: 16 BAR; OPERATED: HANDWHEEL RISING SPINDLE; DESIGN RATING: 16 BAR; DRILING: SANS1123 – TABLE 600
278 | 0751861 | VALVE, CHECK: TYPE: WAFER; VALVE SIZE: 400 MM; DESIGN RATING: 1600 KPA; TEMPERATURE RATING: 0 TO 100 DEG C; CONNECTION: FLANGE; BODY MATERIAL: CF8M; FACE TO FACE LENGTH: 108 MM; OPERATED: SPRING ACTUATED; STYLE: WAFER; TRIM: CF8M; SOFTGOODS: NITRILE; OEM P/N: 16DMZ; MODEL NO: 16DMZ; FIG NO: 16DMZ, SERIAL NO:821186, PRESSURE TEST AND MATERIAL TEST CERTIFICATES TO BE SUPPLIED WITH VALVES.
279 | 0762729 | VALVE, RELIEF: VALVE SIZE: 172 X 90 MM; SET PRESSURE: 8 PSI; TEMPERATURE RATING: -30 TO -120 DEG C; CONNECTION: FLANGE; BODY MATERIAL: WEATHERPROOF AND TRANSFORMER OIL RESISTANT ALUMINIUM; TRIM: SPRING STEEL EN 10270-1; OPERATED: SPRING; SPECIFICATION: IEC 60947-5-1 AC-15 / DC-13; APPLICATION: PALMIET GEN TRANSFORMER; STYLE: SIGNAL PIN INDICATOR; SOFTGOODS: MOUNTING GASKET 200 X 178.5 X 4.25 MM
280 | 0778355 | PROTECTOR: TYPE: SHUTTER VALVE; DIMENSIONS: 80 MM; MATERIAL: ALUMINIUM; MANUF P/N: 1RDR100800; POWER SUPPLY 220V AC OR DC, BREAKING CAPACITY 2A, RATED CURRENT 0.5A FOR 10.000 MANOEUVERS
281 | 0717459 | VALVE: TYPE: HYDRAULIC; VALVE SIZE: 0.5 MM; DESIGN RATING: 65 BAR; TEMPERATURE RATING: -10 TO 100 BAR; FACE TO FACE LENGTH: 286 MM; CONNECTION: BSP 1/4 IN / 1/2 BSP IN; OPERATED: HYDRAULIC; BODY MATERIAL: CARBON STEEL-UPPER AND MIDDLE BLOCK BRASS -; STYLE: UPPER BLOCK COMPRESSION SPRING - MIDDLE BLOCK HYDRAULIC -LOWER BLOCK WATER; TRIM: COMPRESSION SPRING 35X45X100 - WIRE 5MM - COILS 8; SOFTGOODS: 8X2NBR70 ORINGS -32X3NBR ORINGS -20X3BNR70 ORINGS; SPECIAL FEATURES: HYDRAULIC TELL TALE HOLES,PILOTED WITH WATER; MANUF P/N: 3/5010 2.41-32489; SQUARE TYPE O RING,TAPPERED BOTTOM THICKNESS 4MM PAPER 5.3 - 6.3 MM ID 11 MM OD 21 MM TAPERED BOTTOM 21.6 PAPERED TOP 11 MM, MANTEL RING TFMI 16X18X3/19X2.5 MM O-RING HYDRAULIC MIDDLE SECTION M10 MOUTING HOLES
282 | 0041764 | VALVE: TYPE: UNLOADING; FOR CONDENSATE B/DOWN
283 | 0041832 | VALVE: TYPE: COMPRESSOR; VALVE SIZE: 280 MM; OPERATED: PRESSURE; BODY MATERIAL: STL; TRIM: DISC SS; 1ST STAGE CONCENTRIC
284 | 0041833 | VALVE: TYPE: COMPRESSOR; VALVE SIZE: 175 MM; OPERATED: PRESSURE; BODY MATERIAL: STL; TRIM: DISC SS; 2ND STAGE CONCENTRIC
285 | 0041834 | VALVE: TYPE: COMPRESSOR; VALVE SIZE: 95 MM; OPERATED: PRESSURE; BODY MATERIAL: STL; TRIM: DISC SS; 3RD STAGE CONCENTRIC
286 | 0050087 | VALVE, SOLENOID: PIPE SIZE: 15 MM; STYLE: 2 WAY; CONNECTION: FNPT; BODY MATERIAL: STEEL; MEDIUM: OIL; SUPPL P/N: 2VA2/43A-002/1 T6; DISTRIBUTION BLOCK
287 | 0050088 | VALVE, SOLENOID: PIPE SIZE: 12 MM; STYLE: 4 WAY; CONNECTION: FNPT; BODY MATERIAL: STEEL; MEDIUM: OIL; SUPPL P/N: ZVA 2/22A-002/1 T6; DISTRIBUTION BLOCK 1 WAY
288 | 0050089 | VALVE, SOLENOID: PIPE SIZE: 12 MM; STYLE: 3 WAY; CONNECTION: FNPT; BODY MATERIAL: STEEL; MEDIUM: OIL; SUPPL P/N: ZA2-66A-002/1 T6; DISTRIBUTION BLOCK
289 | 0050090 | VALVE, SOLENOID: PIPE SIZE: 15 MM; STYLE: 2 WAY; CONNECTION: FNPT; BODY MATERIAL: STEEL; MEDIUM: OIL; SUPPL P/N: ZVA2-44A-002-1 T6; DISTRIBUTION BLOCK
290 | 0050092 | VALVE, SOLENOID: PIPE SIZE: 12 MM; STYLE: 4 WAY; CONNECTION: FNPT; BODY MATERIAL: STEEL; MEDIUM: OIL; SUPPL P/N: ZVA2-88A-002-1 T6; DISTRIBUTION BLOCK
291 | 0069346 | VALVE, RELIEF: VALVE SIZE: 30 X 15 MM; SET PRESSURE: 64 BAR; CONNECTION: NPT X FNPT; BODY MATERIAL: STL; TRIM: DISC SS; SPRING STL; OPERATED: PRESSURE, SPRING; FULL STROKE SPRING TYPE SAFETY; GEBR LESER TYPE 561; D/G 0.8; BEST NUMBER: 615875/5003
292 | 0069359 | VALVE, PLUG: VALVE SIZE: 15 MM; CONNECTION: FNPT; BODY MATERIAL: BRASS; OPERATED: HANDWHEEL; STYLE: THD BONNET; TRIM: BONNET/PLUG BRS; TYPE: SHUT OFF; DRAWING NO: M096-84176222/23P9 REV 1; REFERENCE NO: NBV1003GX; PACKLESS; RIGHT - LEFT OPEN INDICATION; 3/8 INCH; MP 30KG/CM
293 | 0142398 | CLUTCH: TYPE: SOLENOID VALVE; BORE: 19 MM; DRAWING NO: HATM 302903 P001 REV 1; 110 VOLT; SIZE OD 85.7 X WD 38.4MM; VENDORS ARE RESPONSIBLE FOR ENSURING THAT THEY ARE PERFORMING AGAINST THE CORRECT DRAWING REVISION NUMBER (IF APPLICABLE).
294 | 0655128 | VALVE, BUTTERFLY: TYPE: STRAINER; VALVE SIZE: DN50; DESIGN RATING: 16 BAR; TEMPERATURE RATING: -10 TO 110 DEG C; CONNECTION: MALE COUPLING; BODY MATERIAL: CI; FACE TO FACE LENGTH: 45 MM; OPERATED: ACTUATOR; TRIM: DISC SS; SHAFT SS;BODY SEAT EPDM; SOFTGOODS: RUBBER; SUPPL P/N: IBF3SS
295 | 0725188 | VALVE: TYPE: AIR VENT; VALVE SIZE: 3/4 X 3/8 IN; DESIGN RATING: 16 BAR; TEMPERATURE RATING: 120 DEG C; FACE TO FACE LENGTH: 1.5 MM; CONNECTION: INLET 3/4 NPT FEMALE X EXHAUSE 3/8 NPP FEMALE STRAIGHT; OPERATED: AIR; BODY MATERIAL: BRASS,INTERNAL: STAINLESS, SEAL :PEAK,NBR FKM; STYLE: POT SHAPED; TRIM: FLOAT TYPE AUTOMATIC; SOFTGOODS: O RING RUBBER; SPECIAL FEATURES: CALEFFI; MANUF P/N: 501500; ART 501
296 | 0727285 | VALVE: TYPE: FREE FLOATING LEVER AIR VENT; VALVE SIZE: 3/4 X 1/2 IN; DESIGN RATING: 21 BAR; TEMPERATURE RATING: 93 DEG C; FACE TO FACE LENGTH: 10.6 MM; CONNECTION: INLET 3/4 OUTLET 1/2 INCH; OPERATED: FLOAT; BODY MATERIAL: CAST IRON; STYLE: BOWL; SOFTGOODS: GRAPHITE GASKET (ITEM 9), 1.4301 WASHER (ITEM 14); MANUF P/N: 1AV ; SEAT, LEVERAGE SYSTEM, FLOAT STAINLESS STEEL, BODY AND CAP ASTM A48 CLASS 30 CAST IRON, GASKET GRAPHITE 60 X 75X 1 MM, BLOTS ASTM A193 GR B7, NUTS ASTM A563 GR A
297 | 0738906 | KIT, COMPRESSOR REPAIR: TYPE: SERVICE; APPLICATION: SPHERICAL VALVE; SPECIFICATION: ELECTRIC; COMPRISING: PISTON RINGS & GASKETS; MANUF P/N: 32226342; TYPE 30 MODEL 15T2, COMPRESSION STAGES 1, 2 AND 3, INGERSOLL RAND
298 | 0751644 | VALVE, BALL: VALVE SIZE: 12 MM; DESIGN RATING: 400 BAR; TEMPERATURE RATING: -10 to +100 DEG C; CONNECTION: 1/2 IN; BODY MATERIAL: CARBON STEEL; FACE TO FACE LENGTH: 100 MM; OPERATED: LEVER; STYLE: SQUARE; TRIM: CARBON STEEL; SOFTGOODS: NONE; SPECIFICATION: 4 WAY BALL; PORT TYPE: STRAIGHT 1/2 INCH FITTING MALE TO FEMALE; APPLICATION: MAINTENANCE SEAL OPERATION
299 | 0751649 | VALVE, BALL: VALVE SIZE: 12 MM; DESIGN RATING: 400 BAR; TEMPERATURE RATING: -10 to +100 DEG C; CONNECTION: 1/2'' STRAIGHT FEMALE FITTING; BODY MATERIAL: CS/CS-CS-POM; FACE TO FACE LENGTH: 100 MM; OPERATED: LEVER; STYLE: 3 WAY; TRIM: CARBON STEEL BALL ELEMENT; SOFTGOODS: NONE; SPECIFICATION: MULTI WAY BALL VALVE; PORT TYPE: 1/2 INCH FULL PORT IN; APPLICATION: OPERATING SEAL OPERATION; TYPE: ARGUS MW8
300 | 0783654 | VALVE, GATE: VALVE SIZE: 80 MM; TYPE: GATE; DESIGN PRESSURE: 18 BAR; DESIGN TEMPERATURE: -120 TO 200 DEG C; CONNECTION: FLANGED DRILLED TO BS4504 PN 16; FACE TO FACE LENGTH: 223 MM; BODY MATERIAL: CAST IRON; TRIM: 8; OPERATED: HANDWHEEL; STEM DESIGN: RISING STEM; SPECIAL FEATURES: RESILIENT SEAT VALVE; AINSWORTH ,RAISED FACE,FIRE HYDRANT ,PRESSURE TESTING AND MATERIAL CERTIFICATES TO BE SUPPLIED UPON DELIVERY
301 | 0783433 | VALVE, GATE: VALVE SIZE: 150 MM; TYPE: SOLID WEGDE; DESIGN PRESSURE: 64 BAR; DESIGN TEMPERATURE: -20 to 200 DEG C; CONNECTION: FLANGED; FACE TO FACE LENGTH: 447 MM; BODY MATERIAL: CARBON STEEL; TRIM: 8; OPERATED: MANUAL HANDWHEEL; DIN 3352 T7,SPIRAL CASE DRAINAGE , PRESSURE TESTING AND MATERIAL CERTIFICATES TO BE SUPPLIED UPON DELIVERY.
302 | 0783757 | VALVE, DIAPHRAGM: TYPE: A; VALVE SIZE: 15 MM; DESIGN RATING: 16 BAR; TEMPERATURE RATING: -5 TO 100 DEG C; CONNECTION: SCREWED BSP THREADED FEMALE; BODY MATERIAL: CAST IRON; DIAPHRAGM MATERIAL: DIAPHRAGM GRADE Q; FACE TO FACE LENGTH: 64 MM; OPERATED: MANUAL; STYLE: TYPE A; SPECIFICATION: COATED; WATR TREATMENT, SAUNDERS WIER TYPE, SUPPLIER TO PROVIDE WITH THE PRESSURE TEST AND MATERIAL PROPERTIES CERTIFICATES.
303 | 0783432 | VALVE, GATE: VALVE SIZE: 300 MM; TYPE: SOLID WEDGE WITH BYPASS; DESIGN PRESSURE: 63 BAR; DESIGN TEMPERATURE: -20 to 200 DEG C; CONNECTION: FLANGE FLAT FACE WITH O-RING GROOVE; FACE TO FACE LENGTH: 750 MM; BODY MATERIAL: CARBON STEEL; TRIM: 8; OPERATED: HANDWHEEL ACTUATED; STEM DESIGN: RISING STEM; APPLICATION: MANUAL BYPASS ISOLATING VALVE; SPECIAL FEATURES: WITH OPEN / CLOSE LEVEL INDICATOR; MANUF P/N: TYPE B3.35461; PRESSURE TESTING AND MATERIAL CERTIFICATE TO BE SUPPLIED UPON DELIVERY.
304 | 0783755 | VALVE, BALL: VALVE SIZE: 12 MM; DESIGN RATING: 500 BAR; TEMPERATURE RATING: -45 TO 121 DEG C; CONNECTION: SCREWED TO BDP THREADED FEMALE; BODY MATERIAL: CARBON STEEL; FACE TO FACE LENGTH: 80 MM; OPERATED: MANUAL; TYPE: 2- WAY BALL VALVE; GOVE RECEIVER, PRESSURE TEST AND MATERIAL PROPERTIES CERTIFICATES.
305 | 0783664 | VALVE: TYPE: 2-WAY; VALVE SIZE: 20 MM; DESIGN RATING: 420 BAR; TEMPERATURE RATING: -10 TO 80 DEG C; FACE TO FACE LENGTH: 95 MM; CONNECTION: SCREWED TO BSP THREADED FEMALE; OPERATED: MANUAL; BODY MATERIAL: CARBON STEEL; STYLE: BLOCK TYPE; GOV REC, THREADED FEMALE, SUPPLIER TO SUPPLY WITH THE PRESSURE TEST AND MATERIAL PROPERTIES CERTIFICATES.
306 | 0783762 | VALVE, DIAPHRAGM: TYPE: A; VALVE SIZE: 25 MM; DESIGN RATING: 16 BAR; TEMPERATURE RATING: -5 TO 100 DEG C; CONNECTION: SCREWED TO BSP THREADED FEMALE; BODY MATERIAL: CAST IRON; DIAPHRAGM MATERIAL: GRADE 1; FACE TO FACE LENGTH: 108 MM; OPERATED: MANUAL; STYLE: TYPE A; SPECIFICATION: COATED; WATER TREATMENT, SAUNDERS WEIR TYPE, Q DIAPHRAGM, SUPPLIER TO SUPPLY WITH THE PRESSURE TEST AND MATERIAL PROPERTIES CERTIFICATES.
307 | 0750298 | VALVE, RELIEF: VALVE SIZE: G3/4; SET PRESSURE: 48.5 BAR; TEMPERATURE RATING: -15 TO 200 DEG C; CONNECTION: G3/4 IN; BODY MATERIAL: BRASS; TRIM: BRASS; OPERATED: PRESSURE SPRING LOADED; MANUF P/N: PSB013-075; SAFETY VALVE TO BE SET AT 11 BAR (COLD SET PRESSURE). SAFETY VALVE TO BE TAGGED AND LED SEALED. INFORMATION ON TAG SHOULD CONTAIN:VALVE SERIAL NUMBER, SET PRESSURE, TEST DATE AND DUE DATE. DUE DATE SHOULD BE 3 YEARS FROM TEST DATE. VALVE. TEST REPORT TO BE SUPPLIED ALONG WITH VALVE.TEST REPORT TO DETAIL TO CORRESPOND WITH VALVE INFO
308 | 0783431 | VALVE: TYPE: PLUG; VALVE SIZE: 300 MM; DESIGN RATING: 50 BAR; TEMPERATURE RATING: -20 to 200 DEG C; CONNECTION: FLANGED FLAT FACE WITH O-RING GROOVE; OPERATED: HYDRAULIC; BODY MATERIAL: CARBON STEEL; TRIM: 8; MANUF P/N: 2.53-18555; SPHERICAL VALVE BYPASS VALVE.PRESSURE TESTING AND MATERIAL CERTIFICATES TO BE SUPPLIED UPON DELIVERY
309 | 0783759 | VALVE, DIAPHRAGM: TYPE: A; VALVE SIZE: 50 MM; DESIGN RATING: 16 BAR; TEMPERATURE RATING: -5 TO 100 DEG C; CONNECTION: SCREWED T BSP THREADED FEMALE; BODY MATERIAL: CAST IRON; DIAPHRAGM MATERIAL: DIAPHRAGM GRADE Q; FACE TO FACE LENGTH: 165 MM; OPERATED: MANUAL; STYLE: TYPE A; SPECIFICATION: COATED; WATER TREATMENT, SAUNDERS WEIR TYPE, Q DIAPHRAGM, SUPPLIER TO SUPPLY WITH THE PRESSURE TEST AND MATERIAL PROPERTIES CERTIFICATES
310 | 0765642 | VALVE, GATE: VALVE SIZE: 100 MM; TYPE: SOLID WEDGE; DESIGN PRESSURE: 64 BAR; DESIGN TEMPERATURE: -20 to +400 DEG C; CONNECTION: FLANGED DIN 2513 FEMALE JOINT FLANGE ENDS; FACE TO FACE LENGTH: 350 MM; BODY MATERIAL: STAINLESS STEEL 304; TRIM: BODY SS304 ; BONNET SS304 ; WEDGE : SS304 ; SEAT : SS304 ; STEM : SS304; OPERATED: HANDWHEEL RISING SPINDLE; APPLICATION: PALMIET LABYRINTH SUPPLY ISOLATION; SPECIFICATION: DESIGN AS PER DIN3352 / EN1171; SPECIAL FEATURES: TO BE SUPPLIED WITH PRESSURE TEST AND MATERIAL CERTIFICATES; GRADE: STAINLESS STEEL 304
311 | 0780490 | MANIFOLD: TYPE: 2 WAY VALVE MANIFOLD; MATERIAL: STAINLESS STEEL; MANUF P/N: P2/W4GW4GTV2AH-R; 2 VALVE BLOCK AND VENT GAUGE VALVE, PROCESS CONNECTION FEMALE 1/2” BSPG, INSTRUMENT CONNECTION FEMALE 1/2” BSPG, PTFE PACKING,1/4” NPT VENT PORT, ALL TAPS ANTI-TAMPER, 6000 PSI, 316 SS, M6 X 16MM PCD MOUNTING HOLES; VENDORS ARE RESPONSIBLE FOR ENSURING THAT THEY ARE PERFORMING AGAINST THE CORRECT DRAWING REVISION NUMBER (IF APPLICABLE).
312 | 0783419 | VALVE, GATE: VALVE SIZE: 50 MM; TYPE: GATE VALVE; DESIGN PRESSURE: 10 BAR; DESIGN TEMPERATURE: -29 TO 400 DEG C; CONNECTION: FLANGE DRILLED TO JIS 10K50; FACE TO FACE LENGTH: 140 MM; BODY MATERIAL: FCMB-535; TRIM: TRIM 8; OPERATED: MANUAL; HP INLET, GATE VALVE, SUPPLIER TO PROVE PRESSURE TEST CERTIFICATE AND THE MATERIAL PROPERTIES ON DELIVERY.
313 | 0783758 | VALVE, DIAPHRAGM: TYPE: A; VALVE SIZE: 40 MM; DESIGN RATING: 16 BAR; TEMPERATURE RATING: -5 TO 100 DEG C; CONNECTION: FLANGE DRILLED TO BS4504 T16; BODY MATERIAL: CAST IRON; DIAPHRAGM MATERIAL: DIAPHRAGM GRADE Q; FACE TO FACE LENGTH: 165 MM; OPERATED: MANUAL; STYLE: TYPE A; SPECIFICATION: COATED; WATER TREATMENT, SAUNDERS WEIR TYPE, Q DIAPHRAGM, SUPPLIER TO SUPPLY WITH THE PRESSURE TEST AND MATERIAL PROPERTIES CERTIFICATES
314 | 0780491 | MANIFOLD: TYPE: 3 VALVE DIRECT MOUNT MANIFOLD; MATERIAL: STAINLESS STEEL; MANUF P/N: S3/FTHAX-ZH; 3 WAY DIRECT MOUNT MANIFOLD, PTFE PACKING AND GASKET, 6000 PSI, 316 SS, ALL TAPS ANTI-TAMPER, O-RING TX HOOK-UP, 316 SS ASSEMBLY BOLT KIT INCLUDED; VENDORS ARE RESPONSIBLE FOR ENSURING THAT THEY ARE PERFORMING AGAINST THE CORRECT DRAWING REVISION NUMBER (IF APPLICABLE).
315 | 0783503 | VALVE, GLOBE: VALVE SIZE: 80 MM; DESIGN PRESSURE: 2 - 21 BAR; DESIGN TEMPERATURE: 82 DEG C; FACE TO FACE LENGTH: 336 MM; OPERATED: SELF OPERATED; CONNECTION: FLANGE DRILLED TO BS4504 T16; BODY MATERIAL: STAINLESS STEEL; TRIM: STAINLESS STEEL; TYPE: PRESURE REDUCING GLOBE VALVE; MANUF P/N: 20868931A; OIL PURIFY BYPASS, PRESSURE REDUCING VALVE, FLANGE THICKNESS: 30MM, 8 BOLTS, CLA-VAL.CO, THIS VALVE INCLUDE 1 PRESSURE GAUGE, SST CRD PILOT AND TRIM & POSITION INDICATOR, SUPPLIER TO PROVIDE THE FOLLOWING ON DELIVERY: PRESURE TEST CERTIFICATE & MATERIAL PROPERTIES CERTIFICATE.
316 | 0683354 | FLANGE: TYPE: DIESEL ENGINE AIR STARTING VALVE; DIMENSIONS: OD 152.4 MM; MATERIAL: CARBON STEEL; STYLE: RAISED FACE; GRADE: 304; SPECIFICATION: SABS 1123 1600/3; RAISED FACE = 3MM, OD = 152.4MM, ID = TO SUIT 50NB PIPE, PCD = 120.6MM, FLANGE THICKNESS = 25MM, NUMBER OF HOLES = 4, DIAMETER OF BOLT HOLES = 18MM
317 | 0783425 | VALVE, CHECK: TYPE: CHECK VALVE; VALVE SIZE: 100 MM; DESIGN RATING: 40 BAR; TEMPERATURE RATING: -20 TO 120 DEG C; CONNECTION: FLANGE DRILLED TO BS4504 TABLE 40; BODY MATERIAL: WCB; FACE TO FACE LENGTH: 344 MM; OPERATED: SELF (SWING CHECK); BLOWDOWN AIR NON-RETURN VALVE, PERSTA, MODEL 240MT11.1, PRESSURE TESTING AND MATERIAL PROPERTIES TO SUPPLIED ON DELIVERY BY THE SUPPLIER.
318 | 0783437 | VALVE: TYPE: GLOBE; VALVE SIZE: 100 MM; DESIGN RATING: 64 BAR; TEMPERATURE RATING: -20 TO 200 DEG C; FACE TO FACE LENGTH: 430 MM; CONNECTION: FLANGED & DRILLED TO EN1092-1; OPERATED: HYDRAULIC ACTUATOR WITH OPEN AND CLOSED POSITION SWITCH; BODY MATERIAL: CARBON STEEL; TRIM: 8; MANUF P/N: 2.41-48223; LABYRINTH COOLING WATER HYDRAULIC VALVE , PRESSURE TESTING AND MATERIAL CERTIFICATES TO BE SUPPLIED UPON DELIVERY.
319 | 0783422 | VALVE, GLOBE: VALVE SIZE: 50 MM; DESIGN PRESSURE: 40 BAR; DESIGN TEMPERATURE: -196 to 573 DEG C; FACE TO FACE LENGTH: 224 MM; OPERATED: MANUAL; CONNECTION: FLANGE DRILLED TO EN1092-1 TABLE 40; BODY MATERIAL: STAINLESS STEEL; TRIM: STAINLESS STEEL; INNER AND OUTER LAYBYRINTH, RAISED FACE WITH O-RING GROOVE, NON-RISING STEM, 200AF211, 1.0460, PRESSURE TEST AND MATERIAL PROPERTIES CERTIFICATE ON DELIVERY.
320 | 0783760 | VALVE, DIAPHRAGM: TYPE: A; VALVE SIZE: 80 MM; DESIGN RATING: 16 BAR; TEMPERATURE RATING: -5 to 100 DEG; CONNECTION: FLANGE DRILLED TO BS4504 T16; BODY MATERIAL: CAST IRON; DIAPHRAGM MATERIAL: DIAPHRAGM GRADE Q; FACE TO FACE LENGTH: 260 MM; OPERATED: MANUAL; STYLE: TYPE A; SPECIFICATION: COATED; WATER TREATMENT, SAUNDERS WEIR TYPE, Q DIAPHRAGM, SUPPLIER TO SUPPLY WITH THE PRESSURE TEST AND MATERIAL PROPERTIES CERTIFICATES
321 | 0783426 | VALVE, BALL: VALVE SIZE: 80 MM; DESIGN RATING: 40 BAR; TEMPERATURE RATING: -40 TO 200 DEG C; CONNECTION: FLANGE DRILLED TO EN1092-1; BODY MATERIAL: STAINLESS STEEL; FACE TO FACE LENGTH: 180 MM; OPERATED: MANUAL; LEVEL INDICATOR L5 DRAFT TUBE, MODENTIC MD-27, DIN2635, RAISED FACE, PRESSURE TEST CERTIFICATE AND MATERIAL PROPERTIES CERTIFICATE TO BE SUPPLIED ON DELIVERY.
322 | 0783761 | VALVE, DIAPHRAGM: TYPE: A; VALVE SIZE: 20 MM; DESIGN RATING: 16 BAR; TEMPERATURE RATING: -5 TO 100 DEG C; CONNECTION: SCREWED TO BSP THREADED FEMALE; BODY MATERIAL: CAST IRON; DIAPHRAGM MATERIAL: GRADE Q; FACE TO FACE LENGTH: 83 MM; OPERATED: MANUAL; STYLE: TYPE A; SPECIFICATION: COATED; WATER TREATMENT, SAUNDERS WEIR TYPE, Q DIAPHRAGM, SUPPLIER TO SUPPLY WITH THE PRESSURE TEST AND MATERIAL PROPERTIES CERTIFICATES
323 | 0783505 | VALVE, BALL: VALVE SIZE: 50 MM; DESIGN RATING: 19 BAR; TEMPERATURE RATING: 5 - 75 DEG C; CONNECTION: FLANGED DRILLED TO BS4504 T16; BODY MATERIAL: WCB; FACE TO FACE LENGTH: 178 MM; OPERATED: MANUAL; TRIM: STAINLESS STEEL; TYPE: REDUCED BORE; OIL PURIFY, REDUCED BORE VALL VALE, CLASS 150, SERIES 500 BALL VALVE, IPVI, SUPPLIER TO PROVIDE WITH THE PRESSURE TEST CERTIFICATE AND A MATERIAL PROPERTIES CERTIFICATE.
324 | 0783430 | VALVE: TYPE: GLOBE; VALVE SIZE: 100 MM; DESIGN RATING: 40 BAR; TEMPERATURE RATING: -20 to 200 DEG C; FACE TO FACE LENGTH: 340 MM; CONNECTION: FLANGED DRILLED TO BS4504 TABLE 40; OPERATED: MANUAL HANDWHEEL; BODY MATERIAL: CARBON STEEL; TRIM: 8; BLOWDOWN AIR RECEIVER ISOLATION VALVE , PRESSURE TESTING AND MATERIAL CERTIDFICATES TO BE SUPPLIED UPON DELIVERY.
325 | 0783427 | VALVE: TYPE: PLUG; VALVE SIZE: 40 MM; DESIGN RATING: 100 BAR; TEMPERATURE RATING: -20 to 200 DEG C; CONNECTION: FLANGED DRILLED TO EN1092-1; OPERATED: HYDRAULIC ACTUATOR WITH OPEN AND CLOSED POSITION SWITCH; BODY MATERIAL: CARBON STEEL; TRIM: 8; MANUF P/N: 2.41-48231; PRESSURE TESTING AND MATERIAL CERTIFICATES TO BE SUPPLIED UPON DELIVERY.SHAFT SEAL HYDRAULIC VALVE
326 | 0768522 | VALVE, GLOBE: VALVE SIZE: 15 MM; DESIGN PRESSURE: 10 KG/CM2; DESIGN TEMPERATURE: 180 DEG C; FACE TO FACE LENGTH: 85 MM; OPERATED: HANDWHEEL; CONNECTION: FLANGE; BODY MATERIAL: SCS13; TRIM: 18CR-8NI; SPECIFICATION: 10K-15 , KITZ , GLOBE VALVE
327 | 0783792 | VALVE, GATE: VALVE SIZE: 250 MM; TYPE: SOLID WEDGE; DESIGN PRESSURE: 16 BAR; DESIGN TEMPERATURE: 5 TO 40 DEG C; CONNECTION: FLANGED DRILLED TO BS4504 T16; FACE TO FACE LENGTH: 356 MM; BODY MATERIAL: CAST STEEL; TRIM: GUNMETAL; OPERATED: MANUAL HANDWHEEL; SPECIAL FEATURES: COPON LINED; DEWATERING, AINSWORTH RESILIENT SEAL GATE VALVE, NON-RISING SPINDLE WITH POSITION INDICATOR, PRESSURE TEST AND MATERIAL PROPERTIES CERTIFICATE TO BE SUPPLIED BY THE SUPPLIER ON DELIVERY.
328 | 0783434 | VALVE, GATE: VALVE SIZE: 300 MM; TYPE: SOLID WEDGE; DESIGN PRESSURE: 25 BAR; DESIGN TEMPERATURE: -20 to 200 DEG C; CONNECTION: FLANGED , DRILLED TO BS4504 PN25; FACE TO FACE LENGTH: 345 MM; BODY MATERIAL: CARBON STEEL; TRIM: 8; OPERATED: MANUAL HANDWHEEL; SPECIAL FEATURES: INTERNAL EPOXY COATED TO 400 UM; MANUF P/N: D300TS564CSEPO; UNIT CW , PRESSURE TESTING AND MATERIAL CERTIIFICATES TO BE SUPPLIED UPON DELIVERY.
329 | 0750300 | VALVE, RELIEF: VALVE SIZE: DN 25; SET PRESSURE: 16.9 BAR; TEMPERATURE RATING: -15/200 DEG C; CONNECTION: 1" BSP; BODY MATERIAL: BRASS; TRIM: BRASS; OPERATED: AUTOMATIC RELIEF AT SET PRESSURE; MANUF P/N: PSB013-074; SAFETY VALVE TO BE SET AT 16.94 BAR (COLD SET PRESSURE). SAFETY VALVE TO BE TAGGED AND LED SEALED. INFORMATION ON TAG SHOULD CONTAIN: VALVE SERIAL NUMBER, SET PRESSURE, TEST DATE AND DUE DATE. DUE DATE SHOULD BE 3 YEARS FROM TEST DATE. VALVE. TEST REPORT TO BE SUPPLIED ALONG WITH VALVE.TEST REPORT TO DETAIL TO CORRESPOND WITH VALVE INFO. TO SUIT 2ND STAGE ON COMPRESSOR MODEL V250-12-3N
330 | 0783756 | VALVE, BALL: VALVE SIZE: 25 MM; DESIGN RATING: 420 BAR; TEMPERATURE RATING: -4 TO 121 DEG; CONNECTION: SCREWED TO BSP THREADED FEMALE; BODY MATERIAL: CARBON STEEL; FACE TO FACE LENGTH: 110 MM; OPERATED: MANUAL; GOV REC, THREADED FEMALE, PRESSURE TEST AND MATERIAL PROPERTIES CERTIFICATES TO BE SUPPLIED.
331 | 0783435 | VALVE: TYPE: PLUG; VALVE SIZE: 150 MM; DESIGN RATING: 64 BAR; TEMPERATURE RATING: -20 to 200 DEG C; CONNECTION: FLANGED & DRILLED TO EN1092-1; OPERATED: HYDRAULIC ACTUATOR WITH OPEN AND CLOSED POSITION SWITCH; BODY MATERIAL: CARBON STEEL; MANUF P/N: 2.41-48660; RUNNER BAND DRAIN HYDRAULIC VALVES , PRESSURE TESTING AND MATERIAL CERTIFICATES TO BE SUPPLIED UPON DELIVERY
332 | 0783423 | VALVE, GATE: VALVE SIZE: 200 MM; TYPE: GATE VALVE; DESIGN PRESSURE: 10 BAR; DESIGN TEMPERATURE: -40 to 120 DEG C; CONNECTION: FLANGED; FACE TO FACE LENGTH: 290 MM; BODY MATERIAL: DUCTILE IRON; TRIM: STAINLESS STEEL; OPERATED: MANUAL; TGB ISOLATOR OIL, WORM & WHEEL GEAR STEM HANDLE WITH POSITION INDICATOR, RAISED FACE, BA-04P-P/N, SUMPLIER TO PROVIDE WITH THE PRESSURE TESTING & MATERIAL PROPERTIES CERTIFICATES.
333 | 0783754 | VALVE, BALL: VALVE SIZE: 06 MM; DESIGN RATING: 500 BAR; TEMPERATURE RATING: -20 TO 60 DEG C; CONNECTION: THREADED FEMALE; BODY MATERIAL: STAINLESS STEEL; FACE TO FACE LENGTH: 70 MM; OPERATED: MANUAL; GOV COMPRESSOR BALL VALVE, PRESSURE TEST AND MATERIAL PROPERTIES
334 | 0783421 | VALVE, GATE: VALVE SIZE: 32 MM; TYPE: GATE VALVE; DESIGN PRESSURE: 10 BAR; DESIGN TEMPERATURE: -29 to 425 DEG C; CONNECTION: FLANGE DRILLED TO JIS 10K50; FACE TO FACE LENGTH: 120 MM; BODY MATERIAL: FCMB-535; TRIM: TRIM 8; OPERATED: MANUAL; HP OUTLET VALVE, PRESSURE TEST AND MATERIAL PROPERTIES CERTIFICATE ON DELIVERY.
335 | 0684520 | VALVE: TYPE: SCREW DOWN NON-RETURN; VALVE SIZE: 1 IN; DESIGN RATING: 38 BAR; TEMPERATURE RATING: 100 DEG C; FACE TO FACE LENGTH: 241 MM; CONNECTION: FLANGED ENDS TO ANSI-300 LB; OPERATED: SWING, DISK; BODY MATERIAL: FORGED STEEL; STYLE: FLANGE BOLTED; TRIM: PLATNAM; SPECIFICATION: ANSI-300 LB (ASA); SOFTGOODS: GRAPHITE; SWING DISK
336 | 0783436 | VALVE: TYPE: GLOBE; VALVE SIZE: 65 MM; DESIGN RATING: 16 BAR; TEMPERATURE RATING: -20 to 200 DEG C; FACE TO FACE LENGTH: 288 MM; CONNECTION: FLANGED , DRILLED TO BS4504 TABLE 16; OPERATED: MANUAL HANDWHEEL; BODY MATERIAL: CARBON STEEL; TRIM: 8; PT GUIDE BEARING OIL ISOLATING VALVES , PRESSURE TESTING AND MATERIAL CERTIFICATES TO BE SUPPLIED UPON DELIVERY.
337 | 0783424 | VALVE, GLOBE: VALVE SIZE: 25 MM; DESIGN PRESSURE: 40 BAR; DESIGN TEMPERATURE: -20 TO 120 DEG C; FACE TO FACE LENGTH: 155 MM; OPERATED: MANUAL; CONNECTION: FLANGE DRILLED TO BS4504 TYPE 40/2; BODY MATERIAL: STAINLESS STEEL; TRIM: STAINLESS STEEL; SHAFT SEAL VALVE, GLOBE VALVE, NON-RISING STEM, RAISED FACE, MODEL:200AE85.1, PRESSURE TEST AND MATERIAL PROPERTIES CERTIFICATE ON DELIVERY.
338 | 0042716 | BODY: TYPE: PILOT VALVE; DIMENSIONS: DIA 15.5 X LG 36.4 MM; MATERIAL: BRASS; MODEL NO: 41; REFERENCE NO: 3W63625 T30; COMP; VENDORS ARE RESPONSIBLE FOR ENSURING THAT THEY ARE PERFORMING AGAINST THE CORRECT DRAWING REVISION NUMBER (IF APPLICABLE).
339 | 0041833 | VALVE: TYPE: COMPRESSOR; VALVE SIZE: 175 MM; OPERATED: PRESSURE; BODY MATERIAL: STL; TRIM: DISC SS; 2ND STAGE CONCENTRIC
340 | 0041913 | ASSEMBLY: TYPE: PILOT VALVE; SUPPL P/N: R53608T10; REFERENCE NO: 10-11; COMPLETE; FOR DIESEL GENERATOR AIR STATOR COMPRESSOR; INGERSOLL RAND TYPE 30 MODEL 41
341 | 0043215 | VALVE: VALVE SIZE: 68 MM; CONNECTION: COMPRESSION; OPERATED: PRESSURE; BODY MATERIAL: STL; TRIM: DISC STL; SUPPL P/N: 22K1R; REFERENCE NO: 30220479; COMPLETE; FOR TYPE 30 MODEL 41 ING-RAND AIR COMPRESSOR; SIZE 25.5MM THK
342 | 0043216 | VALVE: TYPE: DISCHARGE; VALVE SIZE: 68 MM; CONNECTION: COMPRESSION; OPERATED: PRESSURE; BODY MATERIAL: STL; TRIM: DISC STL; SUPPL P/N: CPN 30217947; REFERENCE NO: 30217947; 22K2R; SIZE 26.4MM THK; COMPLETE; FOR TYPE 30 MODEL 41 ING- RAND AIR COMPRESSOR
343 | 0043234 | KIT, COMPRESSOR REPAIR: TYPE: TUNE UP/RING/VALVE; MODEL NO: 15T2; REFERENCE NO: 32226342; 32133951; FOR TYPE 30 COMPRESSOR
344 | 0043262 | VALVE: TYPE: SUCTION; VALVE SIZE: 144 MM; CONNECTION: COMPRESSION; OPERATED: PRESSURE; BODY MATERIAL: STAINLESS STEEL; TRIM: DISC STL; REFERENCE NO: HT303811; 2ND STAGE; 20P-4PORTS; 46.3MM THK PLATE; 88MM THK O/A; WITH HEX NUT, WASHER AND SPLIT PIN
345 | 0043263 | VALVE: TYPE: SUCTION; VALVE SIZE: 104 MM; CONNECTION: COMPRESSION; OPERATED: PRESSURE; BODY MATERIAL: STL; STYLE: 2 PORT; TRIM: DISC STL; REFERENCE NO: HT303813; ASSY; 3RD STAGE 20P-2PORTS; 104MM DIA; 44.3MM THK PLATE; 88MM THK O/A; WITH HEX NUT; WASHER AND SPLIT PIN
346 | 0042019 | VALVE: VALVE SIZE: 10 MM; CONNECTION: COMPRESSION; OPERATED: PRESSURE; BODY MATERIAL: STL; STYLE: 5 WAY; TRIM: BONNET STL; REFERENCE NO: TC2G0340; THROTTLE AND CHECK MODULE
347 | 0042712 | CAP: TYPE: VALVE CAGE; DIMENSIONS: DIA 39 X HT 22 MM; MATERIAL: STL; REFERENCE NO: 3W75338; FOR 8K AIR HEAD ASSEMBLY; TYPE 30 MODEL 41 ING- RAND AIR COMPRESSOR
348 | 0043264 | VALVE: TYPE: SUCTION; VALVE SIZE: 104 MM; CONNECTION: COMPRESSION; OPERATED: PRESSURE; BODY MATERIAL: STAINLESS STEEL; TRIM: DISC STL; REFERENCE NO: HT303815; 4TH STAGE; 20P-2PORTS; 46.3MM THK PLATE; 89MM THK O/A; WITH HEX NUT, WASHER AND SPLIT PIN
349 | 0043265 | VALVE: TYPE: DISCHARGE; VALVE SIZE: 164 MM; CONNECTION: COMPRESSION; OPERATED: PRESSURE; BODY MATERIAL: STAINLESS STEEL; TRIM: DISC STL; REFERENCE NO: HT303810; ASSY; 1ST STAGE 20P- 5PORTS; 46.0MM THK PLATE; 70MM THK O/A; WITH HEX NUT AND SPLIT PIN
350 | 0043268 | VALVE: TYPE: DISCHARGE; REFERENCE NO: HT303799; 34-00; 2ND STAGE; RETAINER ASSY
351 | 0043269 | VALVE: TYPE: SUCTION; DRAWING NO: HT 303857 REV 1; REFERENCE NO: 35-00; 3RD STAGE; RETAINER ASSY
352 | 0043270 | VALVE: TYPE: DISCHARGE; REFERENCE NO: HT303800; 36-00; 3RD STAGE; RETAINER ASSY
353 | 0043271 | VALVE: TYPE: SUCTION; REFERENCE NO: 37-00; HT303858; 4TH STAGE; RETAINER ASSY
354 | 0062413 | VALVE, SOLENOID: PIPE SIZE: 12 MM; STYLE: 4 WAY; POTENTIAL: 240 - 250 VDC; DESIGN RATING: 70-700 KPA; CONNECTION: FNPT; BODY MATERIAL: BRASS; OPERATED: PRESSURE; ENCLOSURE RATING: IP65 EN 60529; MEDIUM: AIR/OIL/WATER; POWER: 11.2 W; APPLICATION: BLOWDOWN COMPRESSOR; REFERENCE NO: WP8345E001; GENERAL PURPOSE ENCLOSURE; 240 VDC COIL
355 | 0044480 | CONTROL: TYPE: PUMP VALVE ASSY
356 | 0061543 | ADAPTOR: TYPE: PILOT VALVE; MATERIAL: BRASS; REFERENCE NO: 3W39895; FOR TYPE 30 MODEL 15T2 ING-RAND AIR COMPRESSOR; SIZE 20MM DIA X 60MM LG
357 | 0062540 | VALVE, SOLENOID: POTENTIAL: 220 V; SUPPL P/N: S2155
358 | 0062568 | VALVE, SOLENOID: PIPE SIZE: 10 MM; STYLE: 2 WAY; POTENTIAL: 220 VDC; DESIGN RATING: 100 BAR; CONNECTION: FNPT; BODY MATERIAL: BRASS; OPERATED: NC; ENCLOSURE RATING: IP65; MEDIUM: GAS/LIQUID; POWER: 16 W; REFERENCE NO: 9107500/0701
359 | 0063087 | VALVE, SOLENOID: PIPE SIZE: 10 MM; STYLE: 5 WAY; BODY MATERIAL: STEEL; OPERATED: DOUBLE ACTING; MEDIUM: LIQUID; YUKEN; ENCLOSURE: GENERAL PURPOSE; CONNECTION MANIFOLD
360 | 0063152 | VALVE, GATE: VALVE SIZE: 3/4 IN; TYPE: SOLID WEDGE; CONNECTION: FLANGE; BODY MATERIAL: BRASS; TRIM: DISC BRS; OPERATED: HANDWHEEL; STEM DESIGN: INSIDE SCREW; STYLE: THD BONNET; NEEDLE VALVE; FLANGE SIZE 105MM O/D; 4 HOLES 14MM DIA PCD 75MM; BS 2060
361 | 0065785 | VALVE: TYPE: IMPULSE; VALVE SIZE: 15 MM; CONNECTION: THD FEMALE; OPERATED: PRESSURE; BODY MATERIAL: STL; TRIM: DISC STL; DRAWING NO: MB9-642.6350B REV 1; MANIFOLD; SIZE 18MM THK
362 | 0065786 | VALVE, GATE: VALVE SIZE: 250 MM; TYPE: SPHERICAL MANUAL BYPASS; CONNECTION: FLANGE; FACE TO FACE LENGTH: 250 MM; BODY MATERIAL: STEEL; OPERATED: HANDWHEEL; TEMPERATURE RATING: 16 DEG C; DESIGN RATING: 7.2 MPA; MAIN BY-PASS VALVE VOEST-ALPINE TYPE MB9-642-5320A ESKOM NO. 0.48/1121 DESIGNE PRESSURE = 7.2 MPA VALVE, BYPASS MAIN 5320 A
363 | 0063285 | VALVE, RELIEF: VALVE SIZE: 12 MM; CONNECTION: FNPT; BODY MATERIAL: STL; TRIM: SPRING STL; OPERATED: PRESSURE; REFERENCE NO: M67E; HP UNIT PILOT; DAIKIN
364 | 0063348 | VALVE, BALL: VALVE SIZE: 3/4 IN; DESIGN RATING: 1000 KPA; CONNECTION: FEMALE THD; OPERATED: LEVER; STYLE: 3 WAY; 3 PIECE; TRIM: BALL SS GR 316; SOFTGOODS: SEALS PTFE; GRADE: CF8M; ACID WATER OIL AND GAS; THROUGHWAY IN BALL TO BE 20 MM
365 | 0063385 | SEAT: TYPE: DISC SAFETY VALVE; DIMENSIONS: SQ 0.514 IN; MATERIAL: 1.4122 DIN X 35CRMO17; SUPPL P/N: 018109610; 601267620; MODEL NO: VSE2.40.25.A.50.I.22.123; USED ON SEMPELL; POSITION CODE RL01S010, RL02S009, RL03S008
366 | 0063532 | VALVE, GATE: VALVE SIZE: 32 MM; TYPE: WEDGE; CONNECTION: THD; BODY MATERIAL: BRASS; TRIM: DISC/STEM BRS; OPERATED: HANDWHEEL; STEM DESIGN: NON RISING; STYLE: THD BONNET; TEMPERATURE RATING: 175 DEG C; DESIGN RATING: 1600 KPA; REFERENCE NO: 1001-125; SUPPLIER NOTE: TO BE SUPPLIED ACCORDING TO S.A.B.S. SPECIFICATION WITH A PRESSURE CERTIFICATE; CLASS 125
367 | 0065784 | VALVE: TYPE: MAIN CONTROL; VALVE SIZE: 100 MM; OPERATED: PRESSURE; BODY MATERIAL: STL; STYLE: 2 WAY; TRIM: BONNET STL; REFERENCE NO: MB9-642.6300C; CONNECTION MANIFOLD
368 | 0065929 | VALVE, RELIEF: VALVE SIZE: 25 MM; SET PRESSURE: 1015 LB; CONNECTION: FNPT; BODY MATERIAL: CI; TRIM: DISC SS; SPRING STL; OPERATED: PRESSURE, SPRING; REFERENCE NO: 83C88-81; SAFETY; SERIES 80 SRV
369 | 0066050 | VALVE, GATE: VALVE SIZE: 1-1/2 IN; TYPE: SOLID WEDGE; CONNECTION: FNPT; BODY MATERIAL: BRASS; TRIM: DISC BRS; OPERATED: HANDWHEEL; STEM DESIGN: INSIDE SCREW; STYLE: THD BONNET; DESIGN RATING: 2000 KPA; COBRA
370 | 0065807 | VALVE: TYPE: FLOW CONTROL; VALVE SIZE: 15 MM; CONNECTION: FNPT; OPERATED: PRESSURE; BODY MATERIAL: STL; STYLE: 2 WAY; TRIM: BONNET STL; REFERENCE NO: PCM-600; FOR HIGH PRESSURE OIL FLOW; COLORFLOW
371 | 0065808 | VALVE, GLOBE: VALVE SIZE: 3/4 IN; OPERATED: HANDWHEEL; CONNECTION: FLANGE; BODY MATERIAL: STL; TRIM: BONNET STL; STEM DESIGN: INSIDE SCREW; STYLE: BOLTED BONNET; REFERENCE NO: Y237A-4
372 | 0066072 | VALVE, CHECK: TYPE: PISTON; VALVE SIZE: 25 MM; CONNECTION: NPT; BODY MATERIAL: STAINLESS STEEL; STYLE: THD CAP; TRIM: DISC/CAP STL; NON-RETURN; EO; TUBE SIZE 25MM OD EO TUBE CONNECTION AT BOTH ENDS
373 | 0065832 | VALVE: TYPE: ISOLATING; VALVE SIZE: 65 MM; CONNECTION: THD; OPERATED: HANDWHEEL; BODY MATERIAL: STL; STYLE: THD BONNET; TRIM: DISC/STEM SS; PRESS TANK PUMP UNLOADER
374 | 0065847 | VALVE, NEEDLE: VALVE SIZE: 60 MM; BODY MATERIAL: STL; FACE TO FACE LENGTH: 120 MM; REFERENCE NO: MB9-642-5362E; NOZZLE
375 | 0065861 | VALVE, PILOT: VALVE SIZE: 5 MM; MATERIAL: BRASS; REFERENCE NO: MB8-288-1705D; SIZE 6MM LG; CONNECTION COMPRESSION; STYLE 4 WAY; TRIM SS STEM; PRESSURE OPERATED; COMPLETE WITH PISTON; X5CRNI 189; GROUP 1700; VENDORS ARE RESPONSIBLE FOR ENSURING THAT THEY ARE PERFORMING AGAINST THE CORRECT DRAWING REVISION NUMBER (IF APPLICABLE).
376 | 0066073 | VALVE, RELIEF: VALVE SIZE: 12 MM; SET PRESSURE: 400 BAR; CONNECTION: FNPT; BODY MATERIAL: STL; TRIM: SPRING STL; OPERATED: PRESSURE, SPRING; REXROTH PRESSURE; HYDRONORMA
377 | 0065917 | VALVE, RELIEF: VALVE SIZE: 45 X 40 MM; SET PRESSURE: 70 BAR; CONNECTION: NPT X FNPT; BODY MATERIAL: STL; TRIM: DISC/SPRING STL; OPERATED: PRESSURE, SPRING; SAFETY
378 | 0066074 | VALVE, BALL: VALVE SIZE: 16 MM; DESIGN RATING: 100 BAR; TEMPERATURE RATING: -200 TO 200 DEG C; CONNECTION: NPT X FNPT; BODY MATERIAL: STEEL; OPERATED: LEVER; STYLE: 4 WAY; TRIM: BALL STL; SPECIFICATION: DIN 3230; PORT TYPE: 3 X MALE; 1 X FEMALE; APPLICATION: UPSTREAM SEAL CHANGE OVER VALVE; TYPE: MANUAL OPERATED; SUPPL P/N: 1017489; REFERENCE NO: 1017489; 3 MALE X 1 FEMALE; CHANGE-OVER; BLOCK; ARGUS
379 | 0066234 | VALVE, DIAPHRAGM: VALVE SIZE: 32 MM; CONNECTION: FNPT; BODY MATERIAL: CI; DIAPHRAGM MATERIAL: RUBBER GR Q; OPERATED: HANDWHEEL; STYLE: WEIR; SAUNDERS; TYPE A
380 | 0066076 | VALVE, NEEDLE: VALVE SIZE: 3.5 MM; CONNECTION: THD MALE X FEMALE; BODY MATERIAL: BRASS; OPERATED: HANDWHEEL; TRIM: DISC STL; THD BONNET; BLOCKING VALVE; P.17
381 | 0066235 | VALVE, DIAPHRAGM: VALVE SIZE: 40 MM; CONNECTION: FNPT; BODY MATERIAL: CI; DIAPHRAGM MATERIAL: RUBBER GR Q; OPERATED: HANDWHEEL; STYLE: WEIR; SAUNDERS; TYPE A
382 | 0066236 | VALVE, DIAPHRAGM: VALVE SIZE: 50 MM; CONNECTION: FNPT; BODY MATERIAL: CI; DIAPHRAGM MATERIAL: RUBBER GR Q; OPERATED: HANDWHEEL; STYLE: WEIR; SAUNDERS
383 | 0066205 | VALVE, RELIEF: SET PRESSURE: 60 BAR; REFERENCE NO: MB8-222-2450C60B; SAFETY
384 | 0066327 | VALVE: TYPE: COMPENSATION; VALVE SIZE: 16 MM; CONNECTION: SLIP ON; OPERATED: LEVER; BODY MATERIAL: STAINLESS STEEL; STYLE: 3 WAY; TRIM: BONNET SS; GPS
385 | 0066223 | VALVE, SOLENOID: PIPE SIZE: 25 MM; STYLE: 4 WAY; POTENTIAL: 110/120 VAC; DESIGN RATING: 3000 LB; BODY MATERIAL: STEEL; MEDIUM: OIL; CURRENT: 0.72-0.75 A; MODEL NO: D63W1B1Y 34; 50/60 HZ; CONNECTION MANIFOLD; GENERAL PURPOSE ENCLOSURE; DIRECTIONAL CONTROL VALVE
386 | 0066232 | VALVE, DIAPHRAGM: VALVE SIZE: 15 MM; CONNECTION: FNPT; BODY MATERIAL: CI; DIAPHRAGM MATERIAL: RUBBER GR Q; OPERATED: HANDWHEEL; STYLE: WEIR; REFERENCE NO: A; SAUNDERS
387 | 0066233 | VALVE, DIAPHRAGM: VALVE SIZE: 25 MM; CONNECTION: FNPT; BODY MATERIAL: CI; DIAPHRAGM MATERIAL: RUBBER GR Q; OPERATED: HANDWHEEL; STYLE: WEIR; SAUNDERS; TYPE A
388 | 0066493 | VALVE, CHECK: TYPE: PISTON; VALVE SIZE: 12 MM; CONNECTION: NPT; BODY MATERIAL: STL; STYLE: THD CAP; TRIM: DISC STL; SUPPL P/N: RHD12-PL; NON-RETURN; EO; TUBE CONNECTION AT BOTH ENDS
389 | 0066494 | SPOOL: TYPE: RELIEF VALVE; INSIDE DIAMETER: 108 MM; LENGTH: 153 MM; MATERIAL: STL; VENDORS ARE RESPONSIBLE FOR ENSURING THAT THEY ARE PERFORMING AGAINST THE CORRECT DRAWING REVISION NUMBER (IF APPLICABLE).
390 | 0066522 | VALVE, GATE: VALVE SIZE: 400 MM; TYPE: SOLID WEDGE; CONNECTION: FLANGE; BODY MATERIAL: STL; TRIM: BONNET STL; OPERATED: HANDWHEEL; STEM DESIGN: RISING OUTSIDE SCREW; STYLE: BOLTED BONNET; CAST; HYDRO TEST CERTIFICATE REQUIRED
391 | 0066523 | VALVE, GATE: VALVE SIZE: 300 MM; TYPE: SOLID WEDGE; CONNECTION: FLANGE; BODY MATERIAL: STL CAST; TRIM: BONNET STL; OPERATED: HANDWHEEL, GEAR; STEM DESIGN: RISING OS; STYLE: BOLTED BONNET; DESIGN RATING: 100 BAR; HYDRO TEST CERTIFICATE REQUIRED; REFER TO CONTRACT OPY 49218
392 | 0066524 | VALVE, GATE: VALVE SIZE: 250 MM; TYPE: SOLID WEDGE; CONNECTION: FLANGE; BODY MATERIAL: CS; TRIM: BONNET STL; OPERATED: HANDWHEEL; STEM DESIGN: RISING OUTSIDE SCREW; STYLE: BOLTED BONNET
393 | 0066525 | VALVE, GATE: VALVE SIZE: 200 MM; CONNECTION: FLANGE; BODY MATERIAL: STL CAST; TRIM: BONNET STL; OPERATED: HANDWHEEL; STEM DESIGN: RISING OS; STYLE: BOLTED BONNET
394 | 0066530 | VALVE: VALVE SIZE: 250 MM; BODY MATERIAL: CS; FIG NO: 16SMZ; NON-RETURN; SIZE 10; HYDRO.TEST CERTIFICATE REQUIRED FOR ALL VALVES
395 | 0066527 | VALVE, BUTTERFLY: TYPE: WAFER; VALVE SIZE: 400 MM; CONNECTION: FLANGE; BODY MATERIAL: CS; OPERATED: GEAR; TRIM: DISC STL RUBBERIZED; REFERENCE NO: 051100A492183; BOVING; COMPLETE WITH MASTERGEAR OPERATOR AND HANDWHEEL; HYDRO TEST CERTIFICATE REQUIRED FOR ALL VALVES
396 | 0066531 | VALVE, CHECK: TYPE: SWING; VALVE SIZE: 80 MM; CONNECTION: COMPRESSION; BODY MATERIAL: CS; TRIM: DISC STL; FIG NO: 16SMZ; CHECKRITE NON-RETURN; HYDRO TEST CERTIFICATE REQUIRED FOR ALL VALVES
397 | 0066529 | VALVE, CHECK: TYPE: SWING; VALVE SIZE: 400 MM; DESIGN RATING: 16 BAR; CONNECTION: FLANGE; BODY MATERIAL: CS; TRIM: BONNET/DISC STEEL; REFERENCE NO: 16SMZ; CHECKRITE NON-RETURN; HYDRO. TEST CERTIFICATE REQUIRED FOR ALL VALVES
398 | 0069572 | VALVE, GATE: VALVE SIZE: 40 MM; CONNECTION: FLANGE; OPERATED: HANDWHEEL; FIG NO: H9-107; REFERENCE NO: W.P.9/1500; BONNEY FORGE
399 | 0066533 | VALVE, RELIEF: VALVE SIZE: 200 MM; BODY MATERIAL: STL CAST; OPERATED: PRESSURE; CAT NO: 50A-01B; CLAYTON
400 | 0066534 | VALVE: TYPE: DELUGE; VALVE SIZE: 150 MM; DESIGN RATING: 150 LB; CONNECTION: FLANGE; OPERATED: AIR; BODY MATERIAL: BRASS; STYLE: 2 WAY; TRIM: BONNET BRS; SPECIFICATION: BS 4504; N.P. 16/3
401 | 0066535 | VALVE, BALL: VALVE SIZE: 1/2 IN; DESIGN RATING: 40 LB; TEMPERATURE RATING: 25 DEG C; CONNECTION: FNPT; BODY MATERIAL: STAINLESS STEEL; OPERATED: LEVER; STYLE: UNION BONNET; TRIM: BALL SS; BRASS; WITH FIXED FEMALE FLANGE EITHER END
402 | 0066661 | VALVE, RELIEF: VALVE SIZE: 20 MM; BODY MATERIAL: STL; TRIM: BONNET/SPRING STL; OPERATED: PRESSURE; REFERENCE NO: 936-36275; L.P.; ABEX DENISON; MANIFOLD
403 | 0067279 | VALVE, BUTTERFLY: TYPE: WAFER; VALVE SIZE: 65 MM; DESIGN RATING: 16 BAR; CONNECTION: CLAMP; BODY MATERIAL: CI; OPERATED: LEVER; TRIM: DISC/SHAFT SS GR 316; SEAT EPDM; REFERENCE NO: 065-515-6S; DISC/SHAFT HEXAGON MACHINED CENTRE HOLE; LINER: E.P.D.M; SEAT TEST PRESSURE: 18 BAR; BODY TEST PRESSURE: 24 BAR; MATERIAL AND TEST CERTIFICATES TO DIN 50049/3.1B ARE TO BE SUPPLIED ON DELIVERY
404 | 0068148 | VALVE, RELIEF: VALVE SIZE: 50 MM; SET PRESSURE: 35 KPA; CONNECTION: THD; BODY MATERIAL: STL; TRIM: BRASS; OPERATED: SPRING; PRESSURE RANGE: 2-20 LB; REFERENCE NO: MD0014; SAFETY; TYPE 616-2; TYPE: HLP
405 | 0068767 | VALVE: TYPE: CONTROL; VALVE SIZE: 12 MM; CONNECTION: FNPT; OPERATED: PRESSURE; BODY MATERIAL: STL; STYLE: 4 WAY; TRIM: DISC STL; REFERENCE NO: MB9-642-6500B; SIZE 15MM THK; FOR LOCKING VALVE 620/1
406 | 0068909 | ASSEMBLY: TYPE: BFPT DISCHARGE ISOLATOR VALVE BELT; SUPPL P/N: 324-39; FIG NO: M279400W; BRISCH CODE: L9571-501 HOPKINSONS VALVE, 100NB
407 | 0068910 | VALVE, GLOBE: VALVE SIZE: 1/2 IN; OPERATED: HANDWHEEL; CONNECTION: BW; BODY MATERIAL: CS ASTM A105; TRIM: DISC/SEAT HF; STEM SS GR 410; STEM DESIGN: RISING SPINDLE; STYLE: INTEGRAL BONNET; Y BODY; DESIGN RATING: 2500 PSI; TEMPERATURE RATING: 840 DEG F; REFERENCE NO: 578; VELAN
408 | 0072009 | VALVE, BALL: VALVE SIZE: 16 MM; DESIGN RATING: 400 LB; CONNECTION: FNPT; BODY MATERIAL: STEEL; OPERATED: LEVER; STYLE: 2 WAY; TRIM: BALL STL; SUPPL P/N: BH-B400-716; BOHMER; BLOCK
409 | 0070478 | VALVE, RELIEF: VALVE SIZE: 50 X 32 MM; SET PRESSURE: 600 KPA; TEMPERATURE RATING: -10 TO 14 DEG C; CONNECTION: FLANGE; BODY MATERIAL: CI; TRIM: STAINLESS STEEL; OPERATED: PRESSURE; DESIGN RATING: 16 BAR; PRESSURE RANGE: 6 BAR; FIG NO: 4411/H2; REFERENCE NO: 16; SAFETY; INLET AND OUTLET PN16; TO SIZED TO DIN3320 AND TEST APPROVED IN ACCORDANCE WITH (AD-MERKBLATT A2); FLOW CAPACITY TO BE AT LEAST 35000 KG/HR
410 | 0072010 | VALVE, BALL: VALVE SIZE: 20 MM; DESIGN RATING: 315; CONNECTION: FNPT; BODY MATERIAL: STEEL; OPERATED: LEVER; STYLE: 2 WAY; TRIM: BALL STL; BLOCK; BOHMER
411 | 0072012 | VALVE, BALL: VALVE SIZE: 50 MM; DESIGN RATING: 6 BAR; CONNECTION: FLANGE; BODY MATERIAL: STEEL; OPERATED: LEVER; STYLE: 2 WAY; TRIM: BALL STL; BOHMER; SERIES FK
412 | 0072002 | VALVE, BALL: VALVE SIZE: 50 MM; DESIGN RATING: 100 BAR; CONNECTION: FLANGE; BODY MATERIAL: STEEL; OPERATED: LEVER; STYLE: 2 WAY; TRIM: BALL STL; BOHMER
413 | 0072004 | VALVE, BALL: VALVE SIZE: 40 MM; DESIGN RATING: 100; CONNECTION: FNPT; BODY MATERIAL: STEEL; OPERATED: LEVER; STYLE: 2 WAY; TRIM: BALL STL; GRADE: C22.8; REFERENCE NO: 3101-0040-598166; SHUT-OFF; ARGUS
414 | 0072013 | VALVE, BALL: VALVE SIZE: 10 MM; DESIGN RATING: 500 LB; CONNECTION: FNPT; BODY MATERIAL: STEEL; OPERATED: LEVER; STYLE: 2 WAY; TRIM: BALL STL; SUPPL P/N: BH-B500-710; BOHMER; BLOCK
415 | 0072006 | VALVE, BALL: VALVE SIZE: DN 65 MM; DESIGN RATING: PN100; CONNECTION: FLANGE; REFERENCE NO: 3121-0065-530401; SHUT OFF; COMPLETE WITH HANDLE 350 K
416 | 0072007 | VALVE, BALL: VALVE SIZE: 16 MM; DESIGN RATING: 400 LB; CONNECTION: NPT; BODY MATERIAL: STEEL; OPERATED: LEVER; STYLE: 2 WAY; TRIM: BALL STL; BOHMER BLOCK
417 | 0072008 | VALVE, BALL: VALVE SIZE: 10 MM; DESIGN RATING: 315; CONNECTION: NPT; BODY MATERIAL: STEEL; OPERATED: LEVER; STYLE: 4 WAY; TRIM: BALL STL; SUPPL P/N: VH-VX315-210; REFERENCE NO: VX315-210; BOHMER; BLOCK
418 | 0072014 | VALVE, BALL: VALVE SIZE: 20 MM; DESIGN RATING: 315; CONNECTION: NPT; BODY MATERIAL: STEEL; OPERATED: LEVER; STYLE: 2 WAY; TRIM: BALL STL; BLOCK; BOHMER
419 | 0072026 | VALVE, RELIEF: VALVE SIZE: 13 MM; SET PRESSURE: 240 LB; CONNECTION: NPT; BODY MATERIAL: BRASS; TRIM: DISC BRS; SPRING STL; OPERATED: PRESSURE, SPRING; SUPPL P/N: 98650/1172; SECOND STAGE SAFETY
420 | 0072016 | VALVE, BALL: VALVE SIZE: 8 MM; DESIGN RATING: 500 LB; CONNECTION: FNPT; BODY MATERIAL: STEEL; OPERATED: LEVER; STYLE: 2 WAY; TRIM: BALL STL; BOHMER; BLOCK
421 | 0072017 | VALVE, BALL: VALVE SIZE: 6 MM; DESIGN RATING: 500 LB; CONNECTION: FNPT; BODY MATERIAL: STEEL; OPERATED: LEVER; STYLE: 2 WAY; TRIM: BALL STL; BOHMER; BLOCK
422 | 0072018 | VALVE, GLOBE: VALVE SIZE: 4 MM; OPERATED: HANDWHEEL; CONNECTION: NPT; BODY MATERIAL: STL A122; TRIM: SPINDLE 4122; STEM DESIGN: INSIDE SCREW; STYLE: THD BONNET; DESIGN RATING: 400 BAR; ERMETO HIGH PRESSURE; TUBE SIZE OD 8 MM
423 | 0072020 | VALVE, CHECK: TYPE: PISTON; VALVE SIZE: 12 MM; CONNECTION: FNPT; BODY MATERIAL: STL; STYLE: THD CAP; TRIM: DISC STL; BRAKE AIR COMPRESS
424 | 0072021 | VALVE, RELIEF: VALVE SIZE: 12 MM; CONNECTION: NPT; BODY MATERIAL: STL; TRIM: SPRING STL; OPERATED: PRESSURE, SPRING; REFERENCE NO: 98650-1162; OIL REGULATOR
425 | 0072022 | VALVE, RELIEF: VALVE SIZE: 12 MM; SET PRESSURE: 42 LB; CONNECTION: NPT; BODY MATERIAL: BRASS; TRIM: DISC BRS; SPRING STL; OPERATED: PRESSURE, SPRING; SUPPL P/N: 98650/1171; FIRST STAGE SAFETY; SEETRU; 311100200 C1940
426 | 0072023 | VALVE: TYPE: DISCHARGE; VALVE SIZE: 51 MM; OPERATED: PRESSURE; BODY MATERIAL: STL; TRIM: DISC STL; SUPPL P/N: 98650/1180; CONNECTION COMPRESSION; FIRST STAGE DELIVERY
427 | 0072024 | VALVE: TYPE: COMPRESSOR; VALVE SIZE: 8 MM; CONNECTION: THD FEMALE; OPERATED: PRESSURE; BODY MATERIAL: STL; STYLE: 6 WAY; TRIM: BONNET/DISC STL; REFERENCE NO: 98650-1161; 4TH STAGE; SIZE 11MM THK
428 | 0072027 | VALVE, RELIEF: VALVE SIZE: 13 MM; SET PRESSURE: 1160 LB; CONNECTION: NPT; BODY MATERIAL: BRASS; TRIM: DISC BRS; SPRING STL; OPERATED: PRESSURE, SPRING; SUPPL P/N: 98650/1173; THIRD STAGE SAFETY; SEETRU
429 | 0072029 | VALVE: TYPE: DISCHARGE; VALVE SIZE: 34 MM; CONNECTION: COMPRESSION; OPERATED: PRESSURE; BODY MATERIAL: MS; TRIM: DISC STL; SUPPL P/N: 98650/1182; SECOND STAGE DELIVERY
430 | 0072030 | HOUSING: TYPE: VALVE; DIMENSIONS: DIA 34 X LG 62 MM; MATERIAL: ALUMINIUM; REFERENCE NO: C200604; SECOND STAGE, COVER; VENDORS ARE RESPONSIBLE FOR ENSURING THAT THEY ARE PERFORMING AGAINST THE CORRECT DRAWING REVISION NUMBER (IF APPLICABLE).
431 | 0072031 | VALVE: TYPE: COMPRESSOR; VALVE SIZE: 9 MM; CONNECTION: THD FEMALE; OPERATED: PRESSURE; STYLE: 4 WAY; TRIM: DISC STL; SUPPL P/N: 98650/1160; THIRD STAGE VALVE; SIZE 12MM LG X 14MM THK
432 | 0072032 | VALVE, RELIEF: VALVE SIZE: 13 MM; SET PRESSURE: 138 BAR; CONNECTION: NPT; BODY MATERIAL: STAINLESS STEEL; TRIM: BONNET SS; SPRING STL; OPERATED: PRESSURE; SUPPL P/N: 98661/1011
433 | 0072033 | VALVE, RELIEF: VALVE SIZE: 12 MM; CONNECTION: NPT; BODY MATERIAL: STAINLESS STEEL; TRIM: SPRING STL; OPERATED: PRESSURE, SPRING; SUPPL P/N: 98261/1594/1525; SAFETY; OLD S P/N 98661/1010
434 | 0072034 | VALVE, RELIEF: VALVE SIZE: 34 MM; CONNECTION: FLANGE; BODY MATERIAL: CI; TRIM: SPRING STL; OPERATED: PRESSURE, SPRING; ITEM 20
435 | 0072035 | VALVE, RELIEF: REFERENCE NO: L16; L-16; 503D
436 | 0072036 | VALVE, CHECK: VALVE SIZE: 14 X 12 MM; CONNECTION: NPT; BODY MATERIAL: BRASS; STYLE: THD CAP; TRIM: CAP/SLEEVE BRS; SUPPL P/N: SCD-6504; 633; MODEL NO: 5H12; REFERENCE NO: PT633; 32001117; TYPE LIFT; WITH SLEEVE AND 12.7MM NUT; FOR INGERSOL FIRE PROTECTION COMPRESSOR
437 | 0072037 | VALVE: TYPE: BARE; VALVE SIZE: 48 MM; CONNECTION: FLANGE; OPERATED: PRESSURE; BODY MATERIAL: STAINLESS STEEL; TRIM: PLATE SS; REFERENCE NO: 1-32; 1095
438 | 0072038 | VALVE, GLOBE: VALVE SIZE: 3 IN; OPERATED: HANDWHEEL; CONNECTION: FLANGE; BODY MATERIAL: CS; TRIM: DISC/SEAT 13CR; GRADE: WCB; STEM DESIGN: RISING OUTSIDE SCREW; STYLE: BOLTED BONNET; DESIGN RATING: 150 LB; REFERENCE NO: 2H18802; HIRATA
439 | 0072039 | VALVE, GLOBE: VALVE SIZE: 4 IN; OPERATED: HANDWHEEL; CONNECTION: FLANGE; BODY MATERIAL: CS; TRIM: SEAT 13CR; GRADE: WCB; STEM DESIGN: INSIDE SCREW; STYLE: BOLTED BONNET; DESIGN RATING: 150 LB; REFERENCE NO: 2H18629; HIRATA
440 | 0072040 | VALVE, GATE: VALVE SIZE: 3 IN; TYPE: SOLID WEDGE; CONNECTION: FLANGE; BODY MATERIAL: STEEL; TRIM: SEAT 13CR; OPERATED: HANDWHEEL; STEM DESIGN: RISING OUTSIDE SCREW; STYLE: BOLTED BONNET; GRADE: WCB; DESIGN RATING: 150 LB; REFERENCE NO: 2H27347; CAST; HIRATA
441 | 0072041 | VALVE, GLOBE: VALVE SIZE: 2 IN; OPERATED: HANDWHEEL; CONNECTION: FLANGE; BODY MATERIAL: CS; TRIM: DISC 13CR; GRADE: WCB; STEM DESIGN: RISING OUTSIDE SCREW; STYLE: BOLTED BONNET; DESIGN RATING: 600 LB; DRAWING NO: 2H18630 REV 1; HIRATA; SIZE 50 MM
442 | 0072042 | VALVE, CHECK: VALVE SIZE: 2 IN; DESIGN RATING: 600 LB; CONNECTION: FLANGE; BODY MATERIAL: CS; DRAWING NO: 2H33514 REV 1; TYPE LIFT; HIRATA
443 | 0072043 | VALVE, GLOBE: VALVE SIZE: 10 MM; OPERATED: HANDWHEEL; CONNECTION: FNPT; BODY MATERIAL: STL FORGED; TRIM: SEAT 13CR; STEM DESIGN: RISING OUTSIDE SCREW; STYLE: BOLTED BONNET; DESIGN RATING: 150-800 LB; DRAWING NO: 2N18553 REV 1; HIRATA
444 | 0072044 | VALVE, GATE: VALVE SIZE: 1/2 IN; TYPE: WEDGE; CONNECTION: THD TAPER FEMALE; BODY MATERIAL: BRS CAST; TRIM: BRASS; OPERATED: HANDWHEEL; STEM DESIGN: NON RISING; STYLE: THD BONNET; SPECIFICATION: SABS 776; DESIGN RATING: 1600 KPA; TEMP RATING 880 KPA AT 175 DEG C; FULLWAY; CLASS 8; BONNET TYPE HEAD; GUIDED; WORKING PRESSURE 880 KPA AT 100 DEG C; HYDRAULIC WORKING PRESSURE 1600 KPA; TESTED TO 2000 KPA; BEARING THE SABS MARK OF APPROVAL
445 | 0072045 | VALVE, GLOBE: VALVE SIZE: 4 IN; OPERATED: HANDWHEEL; CONNECTION: FLANGE; BODY MATERIAL: CS; TRIM: SEAT 13CR; GRADE: WCB; STEM DESIGN: RISING OUTSIDE SCREW; STYLE: BOLTED BONNET; DESIGN RATING: 150 LB; REFERENCE NO: 2H18803; 4820-70-5093043; HIRATA; SIZE: 100 MM
446 | 0072046 | VALVE, GATE: VALVE SIZE: 2-1/2 IN; CONNECTION: FLANGE; BODY MATERIAL: CS; DESIGN RATING: 150 LB; DRAWING NO: 2H27346 REV 1
447 | 0072047 | VALVE, GATE: VALVE SIZE: 5 IN; CONNECTION: FLANGE; BODY MATERIAL: CS; TRIM: BONNET STL; OPERATED: HANDWHEEL; STEM DESIGN: RISING OUTSIDE SCREW; STYLE: BOLTED BONNET; DESIGN RATING: 150 LB; REFERENCE NO: 2H27348; HIRATA
448 | 0072048 | VALVE, GATE: VALVE SIZE: 150 MM; CONNECTION: FLANGE; BODY MATERIAL: CS; TRIM: SEAT 13CR; OPERATED: HANDWHEEL; STEM DESIGN: RISING OUTSIDE SCREW; STYLE: BOLTED BONNET; GRADE: WCB; DESIGN RATING: 150 LB; REFERENCE NO: 2H27349; HIRATA
449 | 0072059 | VALVE, GLOBE: VALVE SIZE: 1/2 IN; OPERATED: HANDWHEEL; CONNECTION: FNPT; BODY MATERIAL: STEEL; TRIM: DISC/SEAT SS GR 316; STEM DESIGN: INSIDE SCREW; STYLE: THD BONNET; DESIGN RATING: 150-200 LB; DRAWING NO: 2S18669 REV 1; HIRATA; MATERIAL SUSF316-97
450 | 0072050 | VALVE, ANGLE: TYPE: NEEDLE; VALVE SIZE: 200 MM; DESIGN RATING: 300 LB; CONNECTION: FLANGE; BODY MATERIAL: STL CAST; OPERATED: HANDWHEEL, GEAR; STYLE: BOLTED BONNET; TRIM: BONNET/DISC STL; GRADE: WCB 8B; DRAWING NO: HIRATA 2H18923 REV 1; REFERENCE NO: 2H18923
451 | 0072052 | VALVE, GATE: VALVE SIZE: 50 MM; TYPE: SOLID WEDGE; CONNECTION: FLANGE; BODY MATERIAL: STEEL; TRIM: DISC 13CR; OPERATED: HANDWHEEL; STEM DESIGN: RISING OUTSIDE SCREW; STYLE: BOLTED BONNET; GRADE: WCB; DESIGN RATING: 600 LB; REFERENCE NO: 2H27350; CAST; HIRATA
452 | 0072053 | VALVE, GATE: VALVE SIZE: 3 IN; TYPE: SOLID WEDGE; CONNECTION: FLANGE; BODY MATERIAL: STEEL; TRIM: SEAT 13CR; OPERATED: HANDWHEEL; STEM DESIGN: RISING OUTSIDE SCREW; STYLE: BOLTED BONNET; GRADE: WCB; DESIGN RATING: 600 LB; REFERENCE NO: 2H27351; CAST; HIRATA
453 | 0072054 | VALVE, GLOBE: VALVE SIZE: 100 MM; OPERATED: HANDWHEEL; CONNECTION: FLANGE; BODY MATERIAL: CS; TRIM: SEAT 13CR; GRADE: WCB; STEM DESIGN: RISING OUTSIDE SCREW; STYLE: BOLTED BONNET; DESIGN RATING: 600 LB; REFERENCE NO: 2H18626; HIRATA
454 | 0072055 | VALVE, CHECK: TYPE: SWING; VALVE SIZE: 100 MM; DESIGN RATING: 600 LB; CONNECTION: FLANGE; BODY MATERIAL: CS; STYLE: BOLTED CAP; TRIM: BONNET STL; REFERENCE NO: 2H33536; HIRATA
455 | 0072056 | VALVE, GATE: VALVE SIZE: 1/2 IN; TYPE: SOLID WEDGE; CONNECTION: FLANGE; BODY MATERIAL: STEEL; TRIM: SEAT 13CR; OPERATED: HANDWHEEL; STEM DESIGN: INSIDE SCREW; STYLE: BOLTED BONNET; DESIGN RATING: 150-800 LB; REFERENCE NO: 2M27352; FORGED; HIRATA
456 | 0072057 | VALVE, GATE: VALVE SIZE: 100 MM; CONNECTION: FLANGE; BODY MATERIAL: CS; DESIGN RATING: 150 LB; REFERENCE NO: 2H27354; HIRATA
457 | 0072058 | VALVE, GATE: VALVE SIZE: 3/8 IN; TYPE: SOLID WEDGE; CONNECTION: FNPT; BODY MATERIAL: STEEL; TRIM: SEAT 13CR; OPERATED: HANDWHEEL; STEM DESIGN: RISING OUTSIDE SCREW; STYLE: BOLTED BONNET; DESIGN RATING: 600 LB; DRAWING NO: 2N27361 REV 1; FORGED; HIRATA
458 | 0072060 | VALVE, GLOBE: VALVE SIZE: 10 MM; OPERATED: HANDWHEEL; CONNECTION: FNPT; BODY MATERIAL: SS FORGED; TRIM: SEAT 13CR; STEM DESIGN: RISING OUTSIDE SCREW; STYLE: BOLTED BONNET; DESIGN RATING: 150 LB; DRAWING NO: 2S18670 REV 1; 3/8 INCH; HIRATA
459 | 0072061 | VALVE, GLOBE: VALVE SIZE: 25 MM; OPERATED: HANDWHEEL; CONNECTION: FLANGE; BODY MATERIAL: STEEL; TRIM: DISC/SEAT 13CR; STEM DESIGN: RISING OUTSIDE SCREW; STYLE: BOLTED BONNET; DESIGN RATING: 150-800 LB; FUJITAT-210
460 | 0072062 | VALVE, GLOBE: VALVE SIZE: 1/2 IN; OPERATED: HANDWHEEL; CONNECTION: FLANGE; BODY MATERIAL: STL FORGED; TRIM: SEAT 13CR; STEM DESIGN: INSIDE SCREW; STYLE: BOLTED BONNET; DESIGN RATING: 150-800 LB; DRAWING NO: 2M18627 REV 1; HIRATA
461 | 0072063 | VALVE, GLOBE: VALVE SIZE: 3 IN; OPERATED: HANDWHEEL; CONNECTION: FLANGE; BODY MATERIAL: CS; TRIM: SEAT 13CR; GRADE: WCB; STEM DESIGN: RISING OUTSIDE SCREW; STYLE: BOLTED BONNET; DESIGN RATING: 600 LB; DRAWING NO: 952-230003 REV 1; KITAZAWA
462 | 0073053 | VALVE, BUTTERFLY: TYPE: WAFER; VALVE SIZE: 75 MM; DESIGN RATING: 740 LB; TEMPERATURE RATING: -250 TO 500 DEG F; CONNECTION: FLANGE; BODY MATERIAL: STAINLESS STEEL; TRIM: DISC SS GR 316; ELECTRICAL; MINITORK ASSY TURB
463 | 0075280 | VALVE, RELIEF: SET PRESSURE: 150 LB; CONNECTION: THD; BODY MATERIAL: BRASS; TRIM: CU; OPERATED: SPRING; SUPPL P/N: X1396T28-160; MODEL NO: 41; SAFETY; FOR INGERSOLL RAND COMPRESSOR; TYPE 30
464 | 0077118 | VALVE, RELIEF: VALVE SIZE: 1/4 IN; SET PRESSURE: 60 LB; CONNECTION: NPT; BODY MATERIAL: BRASS; TRIM: SPRING STL; STEM BRS; OPERATED: PRESSURE, SPRING; SUPPL P/N: 3W123 662T2; STOP
465 | 0077123 | VALVE: TYPE: INLET; VALVE SIZE: 27 MM; CONNECTION: COMPRESSION; OPERATED: PRESSURE; BODY MATERIAL: STL; TRIM: DISC STL; SUPPL P/N: 11458-8K1N 30220453; REFERENCE NO: 11458-8K1N; 30220453; COMPLETE; FOR TYPE 30 MOD41 ING-RAND AIR COMPRESSOR; 20.4MM THK
466 | 0077124 | VALVE: TYPE: DISCHARGE; VALVE SIZE: 27 MM; CONNECTION: COMPRESSION; OPERATED: PRESSURE; BODY MATERIAL: STL; TRIM: DISC STL; REFERENCE NO: 30279459
467 | 0077126 | VALVE: TYPE: INLET; SUPPL P/N: 8K6N; STOP PLATE; FOR TYPE 30 MODEL 41 ING-RAND COMPRESSOR
468 | 0077130 | CAP: TYPE: VALVE CAGE; DIMENSIONS: DIA 85 X HT 38 MM; MATERIAL: STL; SUPPL P/N: 3W75340; MODEL NO: 41 TYPE 30; FOR 22K AIR HEAD ASSEMBLY
469 | 0077133 | VALVE, RELIEF: VALVE SIZE: 22 X 11 MM; CONNECTION: NPT; BODY MATERIAL: ALUMINIUM; TRIM: SPRING STL; OPERATED: PRESSURE, SPRING; REFERENCE NO: 3R53608T50; PRESSURE; ING-RAND
470 | 0077134 | VALVE, RELIEF: VALVE SIZE: 1/4 IN; SET PRESSURE: 1300 LB; CONNECTION: NPT; BODY MATERIAL: BRASS; TRIM: SPRING STL; OPERATED: PRESSURE, SPRING; MODEL NO: 15T2; REFERENCE NO: X1396T19-1300; SAFETY; FOR TYPE 30; ING-RAND COMPRESSOR
471 | 0077135 | VALVE, RELIEF: VALVE SIZE: 1/4 IN; SET PRESSURE: 60 LB; CONNECTION: NPT; BODY MATERIAL: BRASS; TRIM: DISC BRS; SPRING STL; OPERATED: PRESSURE, SPRING; MODEL NO: 15T2; REFERENCE NO: X1396T28-60LB; COMPRESSOR 1ST STAGE INTERCOOLER SAFETY; FOR TYPE 30; AIR COMPRESSOR
472 | 0077136 | VALVE, RELIEF: VALVE SIZE: 1/4 IN; SET PRESSURE: 260 LB; CONNECTION: NPT; BODY MATERIAL: BRASS; TRIM: STEM BRS; SPRING STL; OPERATED: PRESSURE, SPRING; REFERENCE NO: X1396T28-260LB; 2ND STAGE INTERCOOLER SAFETY; FOR TYPE 30 MODEL 15T2 ING-RAND AIR COMPRESSOR
473 | 0077144 | VALVE, CHECK: VALVE SIZE: 4 IN; CONNECTION: FLANGE; BODY MATERIAL: STL; TRIM: DISC/SPRING STL; REFERENCE NO: MB8-223.2410B; MB9-642.7400; MB9-341.2400; FLOAT; DIGS
474 | 0077140 | VALVE, CHECK: SUPPL P/N: 32211724; REFERENCE NO: 49815C; CONDENSATE DRAIN; AUTOMATIC; UL104C; NOT USED W/MANUAL DRAIN VALVE; CPN
475 | 0077145 | VALVE, RELIEF: VALVE SIZE: 20 MM; SET PRESSURE: 60 BAR; CONNECTION: FNPT; BODY MATERIAL: BRASS; TRIM: DISC/SPRING STL; OPERATED: PRESSURE, SPRING; SAFETY PROPORTIONAL; I-R
476 | 0077142 | VALVE, RELIEF: VALVE SIZE: 1/4 IN; SET PRESSURE: 1300 LB; CONNECTION: NPT; BODY MATERIAL: BRASS; TRIM: SPRING STL; STEM BRS; OPERATED: PRESSURE, SPRING; REFERENCE NO: W123662T2; SAFETY; ING-RAND
477 | 0077143 | VALVE, BALL: VALVE SIZE: 12 MM; DESIGN RATING: 250 BAR; CONNECTION: FNPT; BODY MATERIAL: STEEL; OPERATED: LEVER; STYLE: 4 WAY; TRIM: BALL STL; SUPPL P/N: VH-VX200-716; BOHMER; BLOCK
478 | 0077146 | VALVE, BALL: VALVE SIZE: 16 MM; DESIGN RATING: 250 LB; CONNECTION: NPT; BODY MATERIAL: STEEL; OPERATED: LEVER; STYLE: 2 WAY; TRIM: BALL STL; SUPPL P/N: BH-B400-216; BLOCK; BOHMER
479 | 0077148 | VALVE, BALL: VALVE SIZE: 20 MM; DESIGN RATING: 200 BAR; CONNECTION: FNPT; BODY MATERIAL: BRZ; OPERATED: LEVER; STYLE: 4 WAY; TRIM: BALL BRZ; SOFTGOODS: SEAL JOINT TEFLON; BOHMER; BLOCK.
480 | 0077149 | VALVE, SOLENOID: PIPE SIZE: 10 MM; STYLE: 2/4 WAY; POTENTIAL: 220 VAC; DESIGN RATING: 315 BAR; BODY MATERIAL: STEEL; MEDIUM: GAS/LIQUID; POWER: 34 W; REFERENCE NO: S10G51 G019 011M; MB9-642.8800; CONNECTION MANIFOLD; OPERATION SOLENOID; GENERAL PURPOSE ENCLOSURE
481 | 0077150 | VALVE, CHECK: TYPE: THROTTLE; VALVE SIZE: 15 MM; CONNECTION: FNPT; BODY MATERIAL: STL; STYLE: THD CAP; TRIM: DISC/SPRING STL; DRAWING NO: MB9-642.5820 REV 1; REFERENCE NO: DDS4Q15; VOEST-ALPINE
482 | 0077159 | VALVE, RELIEF: VALVE SIZE: 18 X 12 MM; SET PRESSURE: 25 BAR; CONNECTION: FNPT; BODY MATERIAL: STL; TRIM: DISC/SPRING STL; OPERATED: PRESSURE, SPRING; HAWE PRE-CONTROLLED PRESSURE CONTROL
483 | 0077152 | VALVE, CHECK: TYPE: THROTTLE; VALVE SIZE: 15 MM; CONNECTION: FNPT; BODY MATERIAL: STL; STYLE: THD CAP; TRIM: DISC/SPRING STL; REFERENCE NO: MB9-642-5360; DDS4Q10
484 | 0077154 | VALVE, CHECK: TYPE: PISTON; VALVE SIZE: 18 MM; CONNECTION: NPT; BODY MATERIAL: STAINLESS STEEL; STYLE: THD CAP; TRIM: DISC/CAP SS; SUPPL P/N: RH18-PL; TUBE SIZE 18MM OD EO TUBE CONNECTION ON BOTH ENDS
485 | 0077155 | VALVE, SOLENOID: PIPE SIZE: 10 MM; STYLE: 5 WAY; POTENTIAL: 220 VAC; DESIGN RATING: 315 BAR; BODY MATERIAL: STEEL; MEDIUM: OIL; REFERENCE NO: S10G51G020001100; 35 HZ; CONNECTION MANIFOLD; GENERAL PURPOSE ENCLOSURE; PUMP PILOT VALVE
486 | 0077156 | VALVE, BALL: VALVE SIZE: 16 MM; DESIGN RATING: 63 LB; CONNECTION: NPT; BODY MATERIAL: STEEL; OPERATED: LEVER; STYLE: 2 WAY; TRIM: BALL STL; SUPPL P/N: BM-B63-216; BOHMER BLOCK
487 | 0077157 | VALVE: TYPE: EXHAUST; VALVE SIZE: 15 MM; CONNECTION: THD FEMALE; OPERATED: PRESSURE; BODY MATERIAL: ALUMINIUM; STYLE: 3 WAY; TRIM: BONNET AL; REFERENCE NO: 3340 B 10 HD-D6461; SCHOVILL SCHREIDER QUICK SHUTTLE VALVES
488 | 0077160 | VALVE, SOLENOID: PIPE SIZE: 8 MM; STYLE: 4 WAY; POTENTIAL: 220 VAC; DESIGN RATING: 315 BAR; BODY MATERIAL: STEEL; OPERATED: SOLENOID; MEDIUM: GAS/LIQUID; POWER: 34 W; CAT NO: 52 012 31; REFERENCE NO: S10G51G020061300; CONNECTION MANIFOLD; GUIDE VANE TIMING CONTROL; 40 L/MIN; ENCLOSURE GENERAL PURPOSE
489 | 0077161 | VALVE, SOLENOID: PIPE SIZE: 8 MM; STYLE: 4/2 WAY; POTENTIAL: 220 VDC; BODY MATERIAL: STEEL; MEDIUM: GAS/LIQUID; POWER: 34 W; REFERENCE NO: S10G51G0200; CONNECTION MANIFOLD; GENERAL PURPOSE ENCLOSURE; CONTROL
490 | 0077162 | VALVE, BALL: VALVE SIZE: 16 MM; DESIGN RATING: 250 LB; CONNECTION: NPT; BODY MATERIAL: BRASS; OPERATED: LEVER; STYLE: 2 WAY; TRIM: BALL STL; SUPPL P/N: BH B400-716; BOHMER; BLOCK
491 | 0077172 | VALVE: TYPE: DIRECTIONAL; VALVE SIZE: 22 MM; OPERATED: HYDRAULIC; BODY MATERIAL: CI; STYLE: 4 WAY; TRIM: BONNET CI; DRAWING NO: K-6WO78AV8 REV 1; REFERENCE NO: DHG06/2N2/R2/40; CONNECTION MANIFOLD
492 | 0077164 | VALVE, BALL: VALVE SIZE: 50 MM; DESIGN RATING: 64; CONNECTION: FLANGE; BODY MATERIAL: STEEL; OPERATED: LEVER; STYLE: 2 WAY; TRIM: BALL STL
493 | 0077165 | VALVE, BALL: VALVE SIZE: 25 MM; DESIGN RATING: 315 LB; CONNECTION: FNPT; BODY MATERIAL: STEEL; OPERATED: LEVER; STYLE: 2 WAY; BOHMER BLOCK
494 | 0077166 | VALVE, BALL: VALVE SIZE: 25 MM; DESIGN RATING: 160 LB; CONNECTION: FLANGE; BODY MATERIAL: STEEL; OPERATED: LEVER; STYLE: 2 WAY; TRIM: BALL STL; REFERENCE NO: FD; BOHMER
495 | 0077173 | VALVE, CHECK: VALVE SIZE: 30 MM; CONNECTION: FLANGE; BODY MATERIAL: CI; STYLE: THD CAP; TRIM: DISC/SHAFT STL; REFERENCE NO: SRCF10H41; TYPE LIFT; YUKEN THROTTLE
496 | 0077169 | VALVE, GATE: VALVE SIZE: 100 MM; TYPE: SOLID WEDGE; CONNECTION: FLANGE; BODY MATERIAL: STEEL; TRIM: BONNET STL; OPERATED: HYDRAULIC; STEM DESIGN: RISING OUTSIDE SCREW; STYLE: BOLTED BONNET; DESIGN RATING: 150 LB; REFERENCE NO: 20WRC; RUNNER COOLING WATER SUPPLY AUTO
497 | 0077178 | JOINT, BALL: SIZE: 8 MM; CONNECTION: THD FEMALE; MATERIAL: STEEL; APPLICATION: VALVE
498 | 0077180 | VALVE, RELIEF: VALVE SIZE: 50 MM; SET PRESSURE: 3 KGF/CM2; CONNECTION: NPT X FNPT; BODY MATERIAL: BRASS; TRIM: SPRING STL; OPERATED: PRESSURE, SPRING; REFERENCE NO: 50-01; PT2X335L; 1ST STAGE SAFETY ASSY
499 | 0077183 | VALVE, RELIEF: VALVE SIZE: 32 MM; SET PRESSURE: 11.5 KG/CM2; CONNECTION: NPT X FNPT; BODY MATERIAL: BRASS; TRIM: SPRING STL; OPERATED: PRESSURE, SPRING; REFERENCE NO: HT403556; 50-02; PT11/2X275L; 2ND STAGE SAFETY
500 | 0077186 | VALVE, RELIEF: VALVE SIZE: 32 MM; SET PRESSURE: 11.5 KG/CM2; CONNECTION: NPT X FNPT; BODY MATERIAL: BRASS; TRIM: SPRING STL; OPERATED: PRESSURE, SPRING; REFERENCE NO: 50-03; PT3/4X210L; HT403557; 3RD STAGE SAFETY
501 | 0077189 | VALVE, RELIEF: VALVE SIZE: 12 MM; SET PRESSURE: 8.8 KG/CM2; CONNECTION: NPT X FNPT; BODY MATERIAL: BRASS; TRIM: SPRING STL; OPERATED: PRESSURE, SPRING; REFERENCE NO: 50-04; PT3/4X280L; HT403558; 4TH STAGE SAFETY
502 | 0077202 | VALVE: TYPE: DISCHARGE; VALVE SIZE: 103.7 MM; DESIGN RATING: 0-250 DEG C; TEMPERATURE RATING: 0-250 DEG C; CONNECTION: COMPRESSION; OPERATED: PRESSURE; BODY MATERIAL: STL; TRIM: DISC STL; REFERENCE NO: HT303814; ASSEMBLY; 3RD STAGE
503 | 0077194 | PISTON: DIMENSIONS: DIA 180 X THK 30 MM; MATERIAL: STL; APPLICATION: VALVE; DRAWING NO: HT 404769 REV 1; REFERENCE NO: 20; VENDORS ARE RESPONSIBLE FOR ENSURING THAT THEY ARE PERFORMING AGAINST THE CORRECT DRAWING REVISION NUMBER (IF APPLICABLE).
504 | 0077195 | VALVE, BALL: VALVE SIZE: 3 IN; DESIGN RATING: 150 LB; CONNECTION: FLANGE; BODY MATERIAL: STEEL; OPERATED: ACTUATOR; STYLE: BOLTED BONNET; TRIM: BALL STL; DRAWING NO: HT303978 REV 1; REFERENCE NO: 53-50; AG-13 TORQUE CYLINDER EQ 105
505 | 0077196 | CONNECTOR: TYPE: VALVE; DIMENSIONS: DIA (43-48) X LG 63 MM; MATERIAL: STL; DRAWING NO: HT 303978 REV 1; TORQUE CYLINDER
506 | 0077200 | VALVE: TYPE: SUCTION; VALVE SIZE: 167 MM; CONNECTION: COMPRESSION; OPERATED: PRESSURE; BODY MATERIAL: STL; TRIM: DISC STL; REFERENCE NO: HT303809; 1ST STAGE
507 | 0077201 | VALVE: TYPE: DISCHARGE; VALVE SIZE: 145 MM; CONNECTION: COMPRESSION; OPERATED: PRESSURE; BODY MATERIAL: STL; TRIM: DISC STL; REFERENCE NO: HT303812; ASSEMBLY; 2ND STAGE
508 | 0077203 | VALVE: TYPE: DISCHARGE; VALVE SIZE: 104.4 MM; CONNECTION: COMPRESSION; OPERATED: PRESSURE; BODY MATERIAL: STL; TRIM: DISC STL; REFERENCE NO: HT303816; ASSEMBLY; 4TH STAGE
509 | 0077212 | VALVE, ANGLE: TYPE: NEEDLE; VALVE SIZE: 1/4 IN; CONNECTION: NPT; BODY MATERIAL: BRASS; OPERATED: HANDWHEEL; STYLE: THD BONNET; TRIM: STEM SS; REFERENCE NO: MB8-228.7553; T HANDLE
510 | 0077224 | VALVE, GATE: VALVE SIZE: 65 MM; CONNECTION: FLANGE; SLUICE 2-1/2 X 5K
511 | 0077226 | VALVE, GATE: VALVE SIZE: 50 MM; TYPE: SOLID WEDGE; CONNECTION: FNPT; BODY MATERIAL: BRASS; TRIM: DISC BRS; OPERATED: HANDWHEEL; STEM DESIGN: INSIDE SCREW; STYLE: 2 WAY; BONNET ROCK SEALED; DESIGN RATING: 10 BAR; REFERENCE NO: 2BX10K
512 | 0077215 | VALVE: TYPE: DISCHARGE; REFERENCE NO: HT303798; 32-00; 1ST STAGE; RETAINER ASSY
513 | 0077216 | VALVE: REFERENCE NO: 33-00; HT303856; 2ND STAGE SUCTION; RETAINER ASSY
514 | 0077227 | VALVE, GATE: VALVE SIZE: 1/2 IN; TYPE: SOLID WEDGE; CONNECTION: FNPT; BODY MATERIAL: BRASS; TRIM: DISC BRS; OPERATED: HANDWHEEL; STEM DESIGN: INSIDE SCREW; STYLE: THD BONNET; DESIGN RATING: 10 BAR
515 | 0077228 | VALVE, GLOBE: VALVE SIZE: 15 MM; OPERATED: HANDWHEEL; CONNECTION: FLANGE; BODY MATERIAL: BRASS; TRIM: BONNET BRS; STEM DESIGN: INSIDE SCREW; STYLE: THD BONNET; DESIGN RATING: 10 BAR; 1/2BX10K
516 | 0077220 | VALVE, RELIEF: VALVE SIZE: 3/8 IN; SET PRESSURE: 1750 KPA; CONNECTION: BSP; BODY MATERIAL: BRASS; TRIM: SPRING STL; OPERATED: SPRING; AIR SAFETY
517 | 0077221 | VALVE: TYPE: LOW PRESSURE; VALVE SIZE: 100.5 MM; CONNECTION: COMPRESSION; OPERATED: PRESSURE; BODY MATERIAL: STAINLESS STEEL; TRIM: DISC SS; REFERENCE NO: L.P.HTWT409571; L.P.; BA COMP 26/4
518 | 0077229 | VALVE, GLOBE: VALVE SIZE: 20 MM; OPERATED: HANDWHEEL; CONNECTION: FLANGE; BODY MATERIAL: BRASS; TRIM: BONNET BRS; STEM DESIGN: INSIDE SCREW; STYLE: THD BONNET; DESIGN RATING: 150 LB; FIG NO: 1035
519 | 0077240 | VALVE, CHECK: TYPE: SWING; VALVE SIZE: 10 IN; DESIGN RATING: 10 BAR; CONNECTION: FLANGE; BODY MATERIAL: STEEL; STYLE: BOLTED CAP; TRIM: BONNET/DISC STL; REFERENCE NO: K2N078015
520 | 0077231 | VALVE, GLOBE: VALVE SIZE: 40 MM; OPERATED: HANDWHEEL; CONNECTION: FLANGE; BODY MATERIAL: BRASS; TRIM: BONNET BRS; STEM DESIGN: INSIDE SCREW; STYLE: THD BONNET; DESIGN RATING: 5 BAR
521 | 0077233 | VALVE, CHECK: VALVE SIZE: 50 MM; CONNECTION: FLANGE; BODY MATERIAL: CI; STYLE: BOLTED CAP; TRIM: DISC STL; REFERENCE NO: CRF15; K2N170038; TYPE LIFT; YUKEN RIGHT ANGLE
522 | 0077242 | VALVE, ANGLE: TYPE: GLOBE; VALVE SIZE: 100 MM; DESIGN RATING: 600 LB; CONNECTION: FLANGE; BODY MATERIAL: STL; OPERATED: HYDRAULIC; STYLE: BOLTED BONNET; TRIM: BONNET/STEM STL; DRAWING NO: M-6WO78AG8 REV 1; REFERENCE NO: 20DA1/2; AIR ADMISSION; FOR TAIL WATER DEPRESSING
523 | 0077243 | VALVE, GLOBE: VALVE SIZE: 38 MM; OPERATED: HANDWHEEL; CONNECTION: FNPT; BODY MATERIAL: STL; TRIM: BONNET STL; GRADE: 1.4021; STEM DESIGN: INSIDE SCREW; STYLE: THD BONNET; REFERENCE NO: 1-4021; NEEDLE; FOR HYDRAULIC STRUCTURES; SIZE 40MM
524 | 0077236 | VALVE, GLOBE: VALVE SIZE: 2 IN; OPERATED: HANDWHEEL; CONNECTION: FLANGE; BODY MATERIAL: STL; TRIM: BONNET STL; STEM DESIGN: INSIDE SCREW; STYLE: BOLTED BONNET; REFERENCE NO: 790852-2
525 | 0077237 | VALVE, GATE: VALVE SIZE: 150 MM; TYPE: SOLID WEDGE; CONNECTION: FLANGE; BODY MATERIAL: CI; TRIM: BONNET/DISC CI; OPERATED: HANDWHEEL; STEM DESIGN: RISING OUTSIDE SCREW; STYLE: BOLTED BONNET; REFERENCE NO: 6BX10K
526 | 0077238 | VALVE, GATE: VALVE SIZE: 200 MM; TYPE: SOLID WEDGE; CONNECTION: FLANGE; BODY MATERIAL: STL; TRIM: BONNET STL; OPERATED: HANDWHEEL, GEAR; STEM DESIGN: RISING OUTSIDE SCREW; STYLE: BOLTED BONNET; REFERENCE NO: 8BX10K
527 | 0077244 | VALVE, BALL: VALVE SIZE: 30 MM; DESIGN RATING: 315 BAR; CONNECTION: FNPT; BODY MATERIAL: STEEL; OPERATED: LEVER; STYLE: 2 WAY; TRIM: BALL SS; REFERENCE NO: KHR1; LINE MOUNTED; NW25; FOR HYDRAULIC STEEL STRUCTURES
528 | 0077245 | VALVE, BALL: VALVE SIZE: 45 MM; DESIGN RATING: 200 BAR; CONNECTION: FNPT; BODY MATERIAL: STEEL; OPERATED: LEVER; STYLE: 2 WAY; TRIM: BALL STL; LINE MOUNTED; 1-1/2 IN (NW40); 8/81 Z
529 | 0077246 | VALVE, CHECK: TYPE: PISTON; VALVE SIZE: 3/4 IN; CONNECTION: FNPT; BODY MATERIAL: STL; STYLE: THD CAP; TRIM: DISC STL; REFERENCE NO: 1VR06R; LINE MOUNTED; FOR HYDRAULIC STEEL STRUCTURES
530 | 0077247 | VALVE, CHECK: TYPE: PISTON; VALVE SIZE: 1-1/2 IN; CONNECTION: FNPT; BODY MATERIAL: STL; STYLE: THD CAP; TRIM: DISC STL; REFERENCE NO: 1V12; LINE MOUNTED; FOR HYDRAULIC STEEL STRUCTURES
531 | 0077248 | VALVE, RELIEF: VALVE SIZE: 22 MM; BODY MATERIAL: STL; TRIM: SPRING STL; OPERATED: PRESSURE; ABEX DENISON FOR HYDRAULIC STEEL STRUCTURES; MANIFOLD
532 | 0077249 | VALVE: TYPE: FLOW CONTROL; VALVE SIZE: 27 MM; OPERATED: PRESSURE; BODY MATERIAL: CI; STYLE: 2 WAY; TRIM: BONNET CI; CONNECTION MANIFOLD; FOR HYDRAULIC STEEL STRUCTURES
533 | 0078752 | BELLOWS: TYPE: VALVE SAFETY RELIEF EMNIBC0080E; MATERIAL: SS Z6CNDT17-12; VENDORS ARE RESPONSIBLE FOR ENSURING THAT THEY ARE PERFORMING AGAINST THE CORRECT DRAWING REVISION NUMBER (IF APPLICABLE).
534 | 0085607 | BOLT: TYPE: VALVE; DIAMETER: 3/4 IN; LENGTH: 3-1/4 IN; HEAD: RD; MATERIAL: STL; THREAD: 16UNF; REFERENCE NO: 3W21453; FOR TYPE 30 MODEL 15T2 ING-RAND AIR COMPRESSOR
535 | 0085608 | BOLT: TYPE: VALVE; DIAMETER: 5/8 IN; LENGTH: 3 IN; HEAD: RD; MATERIAL: STL; THREAD: 18UNF; MODEL NO: 15T2; REFERENCE NO: 3W21454; TYPE 30
536 | 0085609 | BOLT: TYPE: VALVE; DIAMETER: 5/8 IN; LENGTH: 2-5/8 IN; HEAD: RD; MATERIAL: STL; THREAD: 18UNF; REFERENCE NO: 3W21942; FOR TYPE 30 MODEL 15T2; ING-RAND COMPRESSOR
537 | 0102600 | KIT: TYPE: OVERHAUL; APPLICATION: SAFETY VALVE; KIT CONSISTS: SPRING ITEM 46; PISTON ITEM 11; JOINT METAL O-RING ITEM 40XX2; JOINT METAL O-RING ITEM 43; SEAT ITEM 6; JOINT O-RING ITEM 89; SEAL ITEM 99
538 | 0107087 | GASKET, PRE CUT: TYPE: VALVE CAGE CAP; REFERENCE NO: X1014T5; L.P, FOR TYPE 30 MODEL 41 ING-RAND COMPRESSOR 30550784
539 | 0109457 | HANDLE: TYPE: VALVE; DIMENSIONS: LG 750 MM; MATERIAL: STL; REFERENCE NO: SW22; VENDORS ARE RESPONSIBLE FOR ENSURING THAT THEY ARE PERFORMING AGAINST THE CORRECT DRAWING REVISION NUMBER (IF APPLICABLE).
540 | 0127130 | SOLENOID, ELECTRICAL: DUTY TYPE: VALVE; COIL VOLTAGE: 220 VAC; REFERENCE NO: 7601-0476; SOLENOIDS, 20 PU, 220V DC, 35VA
541 | 0111786 | SPRING: TYPE: VALVE; DIMENSIONS: DIA 14 X LG 67 MM; MATERIAL: SPRING STL; MODEL NO: 41; REFERENCE NO: X1091PP 556; UNLOADER PLUNGER; FOR TYPE 30 AIR COMPRESSOR
542 | 0111801 | SPRING: TYPE: VALVE; DIMENSIONS: DIA (6 X 6.6) X LG 14.7 X THK 1 MM; MATERIAL: SPRING STL; REFERENCE NO: HT403875; FOR PLATE; 2ND, 3RD, 4TH STAGE; STAINLESS STEEL WIRE
543 | 0111803 | SPRING: TYPE: VALVE; DIMENSIONS: DIA (6.5 X 7) X LG 11.8 X THK 1 MM; MATERIAL: SPRING STL; REFERENCE NO: HT403877; FOR BACKING PLATE; 2ND,3RD,4TH STAGE; STAINLESS STEEL WIRE
544 | 0128439 | SOLENOID, ELECTRICAL: DUTY TYPE: VALVE; COIL VOLTAGE: 24 VDC; REFERENCE NO: GS 40-4N-B; SINGLE DIRECT CONTROL, 100 PCTED, 0.79A, 3-13533-41, 21/80, HYDRONORMA
545 | 0123504 | VALVE, SOLENOID: PIPE SIZE: 8 MM; STYLE: 3 WAY; POTENTIAL: 24 VDC; BODY MATERIAL: STEEL; MEDIUM: OIL; CURRENT: 0.79 A; CONNECTION MANIFOLD; GENERAL PURPOSE ENCLOSURE; CONTROL
546 | 0125604 | SOLENOID, ELECTRICAL: DUTY TYPE: VALVE; COIL VOLTAGE: 220 VAC; REFERENCE NO: 331B21; LUCIFER, 15 BAR, 3 WAY
547 | 0126169 | SOLENOID, ELECTRICAL: DUTY TYPE: AIR VALVE; COIL VOLTAGE: 220 VAC; SUPPL P/N: FF32-35; 617194; REFERENCE NO: PN 617194; 617194; FOR AIR VALVE FF32/35, 50 HZ, 100PCT ED, IP65, ASH HANDLING PLANT EQUIPMENT INCLUDING LIFTING DEVICE AND IMMERSION DAMPERS FF31/35, 55 VA
548 | 0177811 | VALVE, ANGLE: TYPE: GLOBE; VALVE SIZE: 150 MM; DESIGN RATING: 150 LB; CONNECTION: FLANGE; BODY MATERIAL: STL; OPERATED: HYDRAULIC; STYLE: BOLTED BONNET; TRIM: SEAT HF; GRADE: SCPH2; AIR EXHAUST; AUTOMATIC; FOR DEWATERING AIR EXHAUST PIPE LINE
549 | 0502387 | VALVE: TYPE: COMPRESSOR 3RD STAGE; OPERATED: AUTOMATIC; BODY MATERIAL: STL; SUPPL P/N: 31517725
550 | 0178035 | VALVE, RELIEF: REFERENCE NO: 0523C
551 | 0178037 | VALVE, GATE: VALVE SIZE: 4 IN; DRAWING NO: MB9-341.3200B REV 1; RELAY; ASSEMBLY 4
552 | 0502388 | VALVE: TYPE: COMPRESSOR 2ND STAGE; OPERATED: AUTOMATIC; BODY MATERIAL: STL; SUPPL P/N: 37004827
553 | 0178437 | VALVE, NEEDLE: VALVE SIZE: 6 IN; CONNECTION: FLANGE; BODY MATERIAL: STL
554 | 0178522 | VALVE, ANGLE: TYPE: PLUG; VALVE SIZE: 100 MM; CONNECTION: FLANGE; BODY MATERIAL: CI; OPERATED: HYDRAULIC; STYLE: BOLTED BONNET; TRIM: DISC STL
555 | 0178523 | VALVE, ANGLE: TYPE: PLUG; VALVE SIZE: 250 MM; CONNECTION: FLANGE; BODY MATERIAL: STL; OPERATED: HYDRAULIC; STYLE: BOLTED BONNET; TRIM: DISC STL
556 | 0205470 | KIT: TYPE: SEALS; APPLICATION: SPH/VALVE OPERATOR; COMPRISING: ROOF TYPE LIP RING; SUPPORTING RING; THRUST RING; REFERENCE NO: 1162-015.532; 1160-014.832; 1161-015.229; CONSISTS OF ON3 OF 3; SIZE ID 250 X OD 280 MM
557 | 0401291 | VALVE, BALL: VALVE SIZE: 3/4 IN; OPERATED: HANDLE; TYPE: STOP
558 | 0502390 | VALVE: CONNECTION: COMPRESSION; OPERATED: AUTOMATIC; BODY MATERIAL: STEEL; TRIM: DISC STL; SOFTGOODS: GASKET; MANUF P/N: 32134058
559 | 0502396 | VALVE: TYPE: 1ST STAGE; VALVE SIZE: 164MM X 85 IN; TEMPERATURE RATING: 0-250 DEG C; CONNECTION: COMPRESSION; OPERATED: AUTOMATIC; BODY MATERIAL: STEEL; MANUF P/N: 37101946
560 | 0594825 | KIT: TYPE: REPAIR T125; APPLICATION: PRESSURE RELIEF VALVE
561 | 0621290 | KIT, VALVE REPAIR: TYPE: BALL VALVE 1/2 IN; APPLICATION: VALVE INTERNAL; SPECIFICATION: B16; COMPRISING: BODY SEAL; SEALS; STEM BEARING; STEM PACKING; SUPPL P/N: 23804289
562 | 0621484 | VALVE, BUTTERFLY: TYPE: LUG WAFER; VALVE SIZE: 150 MM; DESIGN RATING: PN16; TEMPERATURE RATING: 0-120 DEG C; CONNECTION: LUG; BODY MATERIAL: DI; FACE TO FACE LENGTH: 59 MM; OPERATED: ACTUATOR; TRIM: RUBBER LINED; SOFTGOODS: SEAL; APPLICATION: TURBINE PROTECTION; GRADE: GGG40; SHAFT CONNECTION: DIA 14MM
563 | 0628662 | VALVE: TYPE: SAFETY; VALVE SIZE: 4 IN; DESIGN RATING: 53 BAR; TEMPERATURE RATING: 538 DEG C; CONNECTION: FLANGE; OPERATED: PRESSURE, SPRING, 0-35 LB; BODY MATERIAL: BS 1504-240; STYLE: ANGLE PATTERN; TRIM: PT; OEM P/N: 4"707 SD; DRAWING NO: F5217/5 REV 0; .
564 | 0637382 | VALVE: TYPE: CONCENTRIC; VALVE SIZE: OD 225 X THK 30 MM; DESIGN RATING: 380 BAR; TEMPERATURE RATING: -28 TO 425 DEG C; CONNECTION: SEAT; OPERATED: MECHANICAL; BODY MATERIAL: STAINLESS STEEL; STYLE: LEAF; MANUF P/N: 37134; MODEL NO: WP6310; FOR USE ON JP SAUER AND SOHN COMPRESSOR
565 | 0640478 | VALVE, GLOBE: VALVE SIZE: 2 IN; DESIGN PRESSURE: 102 BAR; DESIGN TEMPERATURE: -29 TO 38 DEG C; FACE TO FACE LENGTH: 292.1 MM; OPERATED: HANDWHEEL, MANUAL; CONNECTION: FLANGE; BODY MATERIAL: A216 GR WCB; TRIM: A182F6; GRADE: A216 GR WCB; SOFTGOODS: PACKING GRAPHITE; STEM DESIGN: A182F6; APPLICATION: RUNNER SEAL ISOLATION; SPECIFICATION: CL 600; TYPE: ISOLATING; DESIGN RATING: ASME B19.34; TEMPERATURE RATING: ASME B16.34; CONNECTION ASME B16.5/B16.25; TESTING AND INSPECTION; API 598
566 | 0640479 | VALVE, BUTTERFLY: TYPE: DRAIN WAFER; VALVE SIZE: DN 32; DESIGN RATING: PN25; TEMPERATURE RATING: NBR -10 TO 90 DEG C; CONNECTION: FLANGE; BODY MATERIAL: 2EN-GJS-4000-15(GGG-40) EPOXY COATED 120 UM; FACE TO FACE LENGTH: 33 MM; OPERATED: ACTUATOR PNEUMATIC; TRIM: A1.4408 INVESTMENT CASTING; SOFTGOODS: NBR; APPLICATION: SHAFT/RUNNER SEAL DRAIN; GRADE: DN 25-600; SPECIFICATION: D480; SCHEDULE: ASME B16.47; SERIES A; CL 150; SPECIAL FEATURES: BARE SHAFT; SUPPL P/N: D480 32W332A1NLF07 D11; CONNECTION TYPE; 3EN1092 PN16, OPERATING PRESSUE; 3.16 BAR, SHAFT MATERIAL; 1AISI420/1.4021, SHAFT LENGTH; 18, 18 MM, SEAT LINER; N NBR
567 | 0647409 | VALVE, SOLENOID: PIPE SIZE: 6 X 4 MM; STYLE: 3/2 WAY; POTENTIAL: 230 VAC; DESIGN RATING: 0-10 BAR; CONNECTION: G1/8 IN-BSPP; BODY MATERIAL: BRASS; OPERATED: AIR; ENCLOSURE RATING: IP65; MEDIUM: NATURAL GASES; FLUIDS; POWER: 8 W; ORIFICE SIZE: 2 MM; COIL: POLYAMIDE; SOFTGOODS: FKM; APPLICATION: FIRE DAMPER
568 | 0654743 | VALVE, BALL: VALVE SIZE: 1/2 IN; APPLICATION: AMMONIA SOLUTION LINE TO FEEDWATER TANK; TYPE: QUICK STOP; SUPPL P/N: N300
569 | 0655344 | CONE: TYPE: SHUT-OFF VALVE; SUPPL P/N: SP-KUS-F2-16433; VENDORS ARE RESPONSIBLE FOR ENSURING THAT THEY ARE PERFORMING AGAINST THE CORRECT DRAWING REVISION NUMBER (IF APPLICABLE).
570 | 0662034 | VALVE, RELIEF: VALVE SIZE: 20 MM; SET PRESSURE: 7000 KPA; TEMPERATURE RATING: -25 TO 400 DEG C; CONNECTION: HEX NIPPLE 20 MM; BODY MATERIAL: BRONZE; TRIM: CRNI STEEL BRONZE; FACE TO FACE LENGTH: S1=36; S2=44 MM; OPERATED: SPRING; SPECIFICATION: DIN 3230; APPLICATION: SV AIR MAKE-UP VESSEL; PRESSURE RANGE: 0-90 BAR; SPHERICAL VALVE AIR MAKE-UP VESSEL SAFETY VALVE
571 | 0662552 | VALVE, CHECK: TYPE: NON RETURN; VALVE SIZE: 80 MM; DESIGN RATING: PN40; TEMPERATURE RATING: 50 DEG C; CONNECTION: BW; BODY MATERIAL: CI; FACE TO FACE LENGTH: 173 MM; OPERATED: AUTOMATIC; TRIM: STL; APPLICATION: LIMESTONE HYDRAULIC FEEDER DRIVE; SPECIFICATION: TH-CD-2572-00-02; SUPPL P/N: 2572-00-02-14
572 | 0662572 | VALVE, CHECK: TYPE: NON RETURN; VALVE SIZE: 100 MM; DESIGN RATING: PN25; TEMPERATURE RATING: 55 DEG C; CONNECTION: BW; BODY MATERIAL: CAST STL; FACE TO FACE LENGTH: 170 MM; OPERATED: FLOW; TRIM: STL; APPLICATION: LIMESTONE HYDRAULIC FEEDER DRIVE; SPECIFICATION: TH-CD-2572-00-02; SUPPL P/N: 2572-00-02-25
573 | 0688832 | VALVE, RELIEF: VALVE SIZE: 1/2 X 3/4 IN; SET PRESSURE: 1100 KPA; TEMPERATURE RATING: -10 TO 300 DEG C; CONNECTION: MALE 0.5 IN; BODY MATERIAL: BRASS; TRIM: BRASS; FACE TO FACE LENGTH: 50X35 MM; OPERATED: LEVER; APPLICATION: COMPRESSOR; DESIGN RATING: 4314.93 KPA; TEST CERTIFICATE REQUIRED
574 | 0696638 | VALVE, BUTTERFLY: TYPE: CENTERED DISC; VALVE SIZE: 3 IN; DESIGN RATING: PN35; TEMPERATURE RATING: 0-100 DEG C; CONNECTION: BW; BODY MATERIAL: 1.4571; FACE TO FACE LENGTH: 400 MM; OPERATED: MANUAL; TRIM: STL; SOFTGOODS: GASKETS; APPLICATION: DRAIN VALVE 1 TURBINE HOUSE UNIT 4; 4 0LCE10 AA401; SPECIFICATION: AV-25-63-SE-HR-G-XX-00; SUPPL P/N: 63906F3C7C3F09C3E0401EAC37FA0A05
575 | 0708296 | VALVE: TYPE: BYPASS; VALVE SIZE: 450 X 350 MM; DESIGN RATING: 7.2 MPA; TEMPERATURE RATING: 50 DEG C; FACE TO FACE LENGTH: 1070 MM; CONNECTION: 3/4 IN-BSP; OPERATED: HYDRAULIC; BODY MATERIAL: STAINLESS STEEL; STYLE: CYLINDRICAL; SOFTGOODS: O RINGS/GASKETS; OEM P/N: 891215705
576 | 0715945 | VALVE, CHECK: TYPE: NON-RETURN; VALVE SIZE: 650 MM; DESIGN RATING: Y 0.35 AND VACUUM MPA; TEMPERATURE RATING: 200 DEG C; CONNECTION: BUTT-WELDED; BODY MATERIAL: STEEL ASTM A216-WCB; FACE TO FACE LENGTH: 1448 MM; OPERATED: AUTO; TRIM: STEEL; APPLICATION: CHECK VALVE LBS30AA501; SPECIFICATION: ANSI B16 34 CLASS 150; DRAWING NO: FB21EV650NFDA ITEM DEWRANCE; BLED STEAM CHECK VALVE, BODY: WBC, SEAT: CR13, DISK: CR18
577 | 0738160 | VALVE: TYPE: NRV NON RETURN; VALVE SIZE: 1/2 IN; DESIGN RATING: 16 BAR; TEMPERATURE RATING: -198 TO 260 DEG C; CONNECTION: 1/2 IN; OPERATED: FLOW; BODY MATERIAL: STAINLESS STEEL 316; STYLE: 1 WAY; SOFTGOODS: GASKET; MANUF P/N: 111929400252002+00; REFERENCE NO: FTTPDS48E 01; SERGI FRANCE
578 | 0738822 | VALVE: TYPE: INJECTION; VALVE SIZE: 6/4 - R 1/2 IN; DESIGN RATING: 7-16 BAR; TEMPERATURE RATING: 25-40 DEG; CONNECTION: 6 MM COMPRESSION; OPERATED: STANDARD; BODY MATERIAL: PVC; .
579 | 0738824 | VALVE: TYPE: FOOT; VALVE SIZE: 20 MM; DESIGN RATING: 7-16 BAR; TEMPERATURE RATING: 40 DEG; CONNECTION: 6 MM COMPRESSION; OPERATED: STANDARD; BODY MATERIAL: PVDF PTFE
580 | 0738906 | KIT, COMPRESSOR REPAIR: TYPE: SERVICE; APPLICATION: SPHERICAL VALVE; SPECIFICATION: ELECTRIC; COMPRISING: PISTON RINGS & GASKETS; MANUF P/N: 32226342; TYPE 30 MODEL 15T2, COMPRESSION STAGES 1, 2 AND 3, INGERSOLL RAND
581 | 0628695 | VALVE, BALL: VALVE SIZE: 20 MM; DESIGN RATING: 40 BAR; TEMPERATURE RATING: 200 DEG C; CONNECTION: FLANGED; BODY MATERIAL: STAINLESS STEEL; FACE TO FACE LENGTH: 44 MM; OPERATED: HAND; STYLE: 1 WAY; TRIM: STAINLESS STEEL; SOFTGOODS: PTFE; SPECIFICATION: K6HT; PORT TYPE: BALL; APPLICATION: VARIOUS; GRADE: 1.4408; TYPE: ISOLATING
582 | 0620405 | VALVE, BALL: VALVE SIZE: 200 MM; DESIGN RATING: JIS 10 K; TEMPERATURE RATING: 10 K; CONNECTION: FLANGE; BODY MATERIAL: SS GR 304; FACE TO FACE LENGTH: 455 MM; OPERATED: ACTUATOR, HANDWHEEL; STYLE: 1 WAY; SOFTGOODS: PTFE; APPLICATION: GENERATOR; TYPE: ISOLATING; .
583 | 0620406 | VALVE, BALL: VALVE SIZE: 200 MM; DESIGN RATING: JIS 10 K; TEMPERATURE RATING: 10 K; CONNECTION: FLANGE; BODY MATERIAL: SS GR 304; FACE TO FACE LENGTH: 455 MM; OPERATED: ACTUATOR, CHAIN; STYLE: 1 WAY; SOFTGOODS: PTFE; APPLICATION: GENERATOR; TYPE: ISOLATING
584 | 0692543 | VALVE: TYPE: NON RETURN; VALVE SIZE: 20 MM; TEMPERATURE RATING: -10 TO 100 DEG C; CONNECTION: 1/2 IN-BSP; OPERATED: AIR; BODY MATERIAL: STAINLESS STEEL; OEM P/N: 033930
585 | 0628696 | VALVE, BALL: VALVE SIZE: 1/2 IN; DESIGN RATING: 2000 KPA; TEMPERATURE RATING: 200 DEG C; CONNECTION: FEMALE THD; BODY MATERIAL: STAINLESS STEEL; FACE TO FACE LENGTH: 75 MM; OPERATED: HAND; STYLE: 1 WAY; TRIM: STAINLESS STEEL; SOFTGOODS: PTFE; SPECIFICATION: 5BDB 5BEE; PORT TYPE: BALL; APPLICATION: VARIOUS; GRADE: 1.4408; TYPE: ISOLATING; MANUF P/N: CF8M
586 | 0643978 | VALVE, BALL: VALVE SIZE: 1/2 IN; DESIGN RATING: PN500; TEMPERATURE RATING: 180 DEG C; CONNECTION: THD; BODY MATERIAL: STAINLESS STEEL; FACE TO FACE LENGTH: 90 MM; OPERATED: LEVER; STYLE: 1 WAY; TRIM: STAINLESS STEEL; SOFTGOODS: PTFE; SPECIFICATION: ISO 9001; PORT TYPE: FULL BORE; APPLICATION: VARIOUS; GRADE: 1.4423; TYPE: NON LOCKABLE; MANUF P/N: KH 1/2IN 71X; BODY SHAPE: SQUARE
587 | 0637420 | VALVE, BALL: VALVE SIZE: DN 50; DESIGN RATING: PN100; TEMPERATURE RATING: 0-30 DEG C; CONNECTION: FLANGE; BODY MATERIAL: 1.4571; OPERATED: LEVER; SPECIFICATION: SAE; DIN; ANSI; ISO; TYPE: HYDRAULIC; REFERENCE NO: 190-050-138
588 | 0643976 | VALVE, BALL: VALVE SIZE: DN 50; DESIGN RATING: PN200; TEMPERATURE RATING: 180 DEG C; CONNECTION: THD; BODY MATERIAL: STAINLESS STEEL; FACE TO FACE LENGTH: 140 MM; OPERATED: LEVER; STYLE: 1 WAY; TRIM: STAINLESS STEEL; SOFTGOODS: PTFE; SPECIFICATION: ISO 9001; PORT TYPE: FULL BORE; APPLICATION: VARIOUS; GRADE: 1.4408; TYPE: LOCKABLE; BODY SHAPE: SQUARE
589 | 0657951 | VALVE, BALL: VALVE SIZE: DN 80; DESIGN RATING: PN100; TEMPERATURE RATING: 0-30 DEG C; CONNECTION: FLANGE; BODY MATERIAL: STAINLESS STEEL; FACE TO FACE LENGTH: 160 MM; OPERATED: ACTUATOR; STYLE: 1 WAY; TRIM: STAINLESS STEEL; SOFTGOODS: PTFE; SPECIFICATION: ISO 9001; PORT TYPE: SCREW; APPLICATION: TURBINE; GRADE: 1.4301; TYPE: SHUT OFF; MODEL NO: FCKH; REFERENCE NO: 9423 107/15; PISTER
590 | 0657952 | VALVE, BALL: VALVE SIZE: DN 80; DESIGN RATING: PN100; TEMPERATURE RATING: 0-40 DEG C; CONNECTION: FLANGE; BODY MATERIAL: STAINLESS STEEL; FACE TO FACE LENGTH: 160 MM; OPERATED: ACTUATOR/LEVER; STYLE: 1 WAY; TRIM: STAINLESS STEEL; SOFTGOODS: PTFE; SPECIFICATION: ISO 9001; PORT TYPE: SCREW; APPLICATION: TURBINE; GRADE: 1.4301; TYPE: SHUT OFF; MODEL NO: FCKH; REFERENCE NO: 9423 279/13; COMPLETE WITH EXTENSION; PISTER
591 | 0657953 | VALVE, BALL: VALVE SIZE: DN 80; DESIGN RATING: PN100; TEMPERATURE RATING: 0-40 DEG C; CONNECTION: FLANGE; BODY MATERIAL: STAINLESS STEEL; FACE TO FACE LENGTH: 160 MM; OPERATED: ACTUATOR/LEVER; STYLE: 1 WAY; TRIM: STAINLESS STEEL; SOFTGOODS: PTFE; SPECIFICATION: ISO 9001; PORT TYPE: SCREW; APPLICATION: TURBINE; GRADE: 1.4301; TYPE: SHUT OFF; MODEL NO: FCKH; REFERENCE NO: 9423 452/13; PISTER
592 | 0628693 | VALVE, BALL: VALVE SIZE: 25 MM; DESIGN RATING: 63; TEMPERATURE RATING: 200 DEG C; CONNECTION: FEMALE THD; BODY MATERIAL: STAINLESS STEEL; FACE TO FACE LENGTH: 90 MM; OPERATED: HAND; STYLE: 1 WAY; TRIM: STAINLESS STEEL; SOFTGOODS: PTFE; SPECIFICATION: JT97AN; PORT TYPE: BALL; APPLICATION: VARIOUS; GRADE: 1.4408; TYPE: ISOLATING
593 | 0619983 | VALVE, BALL: VALVE SIZE: 50 MM; DESIGN RATING: 10 KPA; TEMPERATURE RATING: JIS10K; CONNECTION: FLANGED; BODY MATERIAL: SCPH2/304; FACE TO FACE LENGTH: 175 MM; OPERATED: LEVER; STYLE: DIRECTIONAL; TRIM: STL; SOFTGOODS: PTFE; APPLICATION: UPPER OIL COOLER; TYPE: ISOLATING
594 | 0628694 | VALVE, BALL: VALVE SIZE: 50 MM; DESIGN RATING: 63 BAR; TEMPERATURE RATING: 200 DEG C; CONNECTION: FEMALE THD; BODY MATERIAL: STAINLESS STEEL; FACE TO FACE LENGTH: 140 MM; OPERATED: HAND; STYLE: 1 WAY; TRIM: STAINLESS STEEL; SOFTGOODS: PTFE; SPECIFICATION: JT97AN; PORT TYPE: BALL; APPLICATION: VARIOUS; GRADE: 1.4408; TYPE: ISOLATING
595 | 0637421 | VALVE, BALL: VALVE SIZE: DN 100; DESIGN RATING: PN100; TEMPERATURE RATING: -10 TO 50 DEG C; CONNECTION: FLANGE; BODY MATERIAL: 1.4571; OPERATED: LEVER; SPECIFICATION: SAE; DIN; ANSI; ISO; TYPE: PNEUMATIC; REFERENCE NO: 190-100-202; .
596 | 0648284 | VALVE: TYPE: EMERGENCY CLOSING; VALVE SIZE: 13 MM; DESIGN RATING: 350 BAR; TEMPERATURE RATING: 200 DEG C; FACE TO FACE LENGTH: FLAT; CONNECTION: THREADED; OPERATED: PRESSURE; BODY MATERIAL: STEEL; STYLE: 2 WAY; SPECIFICATION: ISO 9001; TURBINE GOVERNOR PUMP CONTROL; KKS: MFX20AA201/219
597 | 0646934 | VALVE: TYPE: DIRECTIONAL; VALVE SIZE: NG 6; DESIGN RATING: 350 BAR; TEMPERATURE RATING: -25 TO 70 DEG C; FACE TO FACE LENGTH: FLANGE; CONNECTION: SUBPLATE; OPERATED: HAND; BODY MATERIAL: CARBON STEEL; STYLE: 4/2 WAY; TRIM: STAINLESS STEEL; SPECIFICATION: ISO 4401-03; SOFTGOODS: NBR; MANUF P/N: AH4Z60A/R-Z80
598 | 0642473 | VALVE: TYPE: DIRECTIONAL; VALVE SIZE: 8/4 MM; DESIGN RATING: 350 BAR; TEMPERATURE RATING: 52 DEG C; FACE TO FACE LENGTH: 49 MM; CONNECTION: BOLT BLOCK; OPERATED: PRESSURE; BODY MATERIAL: STEEL; STYLE: 1 WAY; TRIM: STAINLESS STEEL; SPECIFICATION: ISO 4401-03; SOFTGOODS: NBR; SPECIAL FEATURES: NIL; MANUF P/N: WDMFA06-AB3-G220/MD-HF1-P1AB
599 | 0637416 | VALVE: TYPE: SAFETY; VALVE SIZE: DN40; DESIGN RATING: 35 BAR; TEMPERATURE RATING: 20 DEG C; CONNECTION: FLANGE INLET P 40, OUTLET PN16; OPERATED: HAND LEVER; BODY MATERIAL: 1.4408; SPECIFICATION: 4414.4664; REFERENCE NO: 10944010; CENTER TO FACE: INLET 140 MM, OUTLET 115 MM
600 | 0630729 | VALVE: TYPE: ISOLATING GAUGE; VALVE SIZE: DN 4; DESIGN RATING: PN400; TEMPERATURE RATING: -20 TO 200 DEG C; FACE TO FACE LENGTH: 140 MM; CONNECTION: THD MALE X FEMALE; OPERATED: HANDWHEEL; BODY MATERIAL: STAINLESS STEEL; STYLE: 2 WAY; GRADE: 1.4571; SPECIAL FEATURES: VENT SCREW
601 | 0630728 | VALVE: TYPE: ISOLATING GAUGE; VALVE SIZE: DN 4; TEMPERATURE RATING: -20 TO 200 DEG C; FACE TO FACE LENGTH: 140 MM; CONNECTION: THD MALE X FEMALE; OPERATED: HANDWHEEL; BODY MATERIAL: STAINLESS STEEL; STYLE: 3 WAY; GRADE: 1.4571; SPECIAL FEATURES: VENT SCREW
602 | 0072645 | VALVE: TYPE: HYDRAULIC; VALVE SIZE: 3/4 IN
603 | 0644906 | VALVE, CHECK: TYPE: DUAL PURPOSE; VALVE SIZE: 1-1/2 IN; DESIGN RATING: 3000 PSI; TEMPERATURE RATING: -30 TO 80 DEG C; CONNECTION: INSERT; BODY MATERIAL: STEEL; FACE TO FACE LENGTH: 65 MM; OPERATED: PRESSURE; STYLE: 1 WAY; TRIM: BRASS; SOFTGOODS: NITRILE; APPLICATION: SAE FLANGE PORT; SPECIFICATION: ISO 9001; GRADE: HT; MANUF P/N: RVSAE3-112-5 13K
604 | 0628680 | VALVE, CHECK: TYPE: DISC; VALVE SIZE: DN 80; DESIGN RATING: PN40; TEMPERATURE RATING: -200 TO 550 DEG C; CONNECTION: FLANGE; BODY MATERIAL: CI 300; FACE TO FACE LENGTH: 50 MM; OPERATED: FLOW; STYLE: 1 WAY; TRIM: STAINLESS STEEL; SOFTGOODS: STAINLESS STEEL; APPLICATION: VARIOUS; SPECIFICATION: (PED) 97/23/EC; GRADE: 1.4408; MANUF P/N: RK86A; WITH BODY CENTERING CAMS; FLOWSERVE
605 | 0644902 | VALVE: TYPE: DIRECTIONAL PISTON; VALVE SIZE: NG10; DESIGN RATING: 315 BAR; TEMPERATURE RATING: -5 TO 50 DEG C; FACE TO FACE LENGTH: NIL; CONNECTION: MOUNTING PLATE; OPERATED: ELECTRIC; BODY MATERIAL: CAST IRON; STYLE: 4/2 WAY; TRIM: STAINLESS STEEL; GRADE: NIL; SPECIFICATION: ISO 9001; SOFTGOODS: NBR; SPECIAL FEATURES: NIL; MANUF P/N: WE02-10P100E220/CHN
606 | 0623858 | VALVE, CHECK: TYPE: FLOW CONTROL; VALVE SIZE: NS16; DESIGN RATING: 1.5 BAR; TEMPERATURE RATING: -20 TO 80 DEG C; CONNECTION: FLANGE; BODY MATERIAL: CI; FACE TO FACE LENGTH: 70 MM; OPERATED: PILOT; STYLE: 2 WAY; APPLICATION: SURGE CHAMBER HOIST; SPECIFICATION: DIN 51524; OEM P/N: 2FRM16-32/160L, OEM: BOSCH REXROTH; LOCKABLE; FLOW RATE: 160 L/MIN.
607 | 0623859 | VALVE, CHECK: TYPE: FLOW CONTROL; VALVE SIZE: NS10; DESIGN RATING: 1.5 BAR; TEMPERATURE RATING: -20 TO 80 DEG C; CONNECTION: FLANGE; BODY MATERIAL: CI; FACE TO FACE LENGTH: 55 MM; OPERATED: PILOT; STYLE: 2 WAY; APPLICATION: SURGE CHAMBER HOIST; SPECIFICATION: DIN 51524; OEM P/N: 2FRM10-31/50L, OEM: BOSCH REXROTH; LOCKABLE; FLOW RATE: 50 L/MIN.
608 | 0178003 | VALVE, CHECK: VALVE SIZE: 100 MM; DESIGN RATING: 3-8 BAR; TEMPERATURE RATING: 50-100 DEG C; MANUF P/N: NINSSC 0100; .
609 | 0628204 | VALVE, BUTTERFLY: TYPE: WAFER; VALVE SIZE: DN65; DESIGN RATING: 16 BAR; TEMPERATURE RATING: -40 TO 200 DEG C; CONNECTION: CENTER FLANGE; BODY MATERIAL: CI; FACE TO FACE LENGTH: 46 MM; OPERATED: LEVERLOCK; TRIM: STAINLESS STEEL; SOFTGOODS: NBR; APPLICATION: WATER; GRADE: 1.4409; SPECIFICATION: EN ISO 5211; STYLE: CENTERED DISC; SCHEDULE: EN 558 SERIES 20; SPECIAL FEATURES: NONE; MANUF P/N: Z011-A
610 | 0643980 | VALVE, BUTTERFLY: TYPE: WAFER; VALVE SIZE: DN40; DESIGN RATING: 16 BAR; TEMPERATURE RATING: 200 DEG C; CONNECTION: FLANGE; BODY MATERIAL: STAINLESS STEEL; FACE TO FACE LENGTH: 33 MM; OPERATED: LEVER; TRIM: STAINLESS STEEL; SOFTGOODS: EPDM; APPLICATION: BLOWDOWN; GRADE: 1.4408; SPECIFICATION: EN 1092-1; STYLE: 1 WAY; SPECIAL FEATURES: ADJUSTABLE POSITION; MANUF P/N: Z011-A; CF8M; EBRO
611 | 0623861 | VALVE, CHECK: TYPE: FLOW CONTROL; VALVE SIZE: 1 IN; DESIGN RATING: 320 BAR; TEMPERATURE RATING: -20 TO 100 DEG C; CONNECTION: THD; BODY MATERIAL: STEEL; FACE TO FACE LENGTH: 117 MM; OPERATED: PRESSURE, 0 BAR; STYLE: 1 WAY; APPLICATION: SURGE CHAMBER HOIST; SPECIFICATION: EN 10083; OEM P/N: FT257/6 100 0 BAR; SPRING REMOVED
612 | 0692898 | VALVE, SOLENOID: PIPE SIZE: 1/2 IN; STYLE: 1/1; POTENTIAL: 220 VDC; DESIGN RATING: 0-1.5 MPA; CONNECTION: BSPF; BODY MATERIAL: BRASS; OPERATED: SOLENOID; ENCLOSURE RATING: IP65; MEDIUM: AIR; ORIFICE SIZE: 3 MM; COIL: SINGLE; APPLICATION: MECHANICAL AIR BRAKE SYSTEM; OEM P/N: VS3P-4030-10G HMJ-X
613 | 0692543 | VALVE: TYPE: NON RETURN; VALVE SIZE: 20 MM; TEMPERATURE RATING: -10 TO 100 DEG C; CONNECTION: 1/2 IN-BSP; OPERATED: AIR; BODY MATERIAL: STAINLESS STEEL; OEM P/N: 033930
614 | 0628662 | VALVE: TYPE: SAFETY; VALVE SIZE: 4 IN; DESIGN RATING: 53 BAR; TEMPERATURE RATING: 538 DEG C; CONNECTION: FLANGE; OPERATED: PRESSURE, SPRING, 0-35 LB; BODY MATERIAL: BS 1504-240; STYLE: ANGLE PATTERN; TRIM: PT; OEM P/N: 4"707 SD; DRAWING NO: F5217/5 REV 0; .
615 | 0619975 | VALVE: TYPE: SHUT OFF; VALVE SIZE: 3/8 IN; DESIGN RATING: 200 BAR; TEMPERATURE RATING: -10 TO 120 DEG C; FACE TO FACE LENGTH: 55 MM; CONNECTION: BSP SCREW; OPERATED: HAND; BODY MATERIAL: BRASS; STYLE: 3 WAY; OEM P/N: CA200MP; TYPE ASK
616 | 0041833 | VALVE: TYPE: COMPRESSOR; VALVE SIZE: 175 MM; OPERATED: PRESSURE; BODY MATERIAL: STL; TRIM: DISC SS; 2ND STAGE CONCENTRIC
617 | 0637382 | VALVE: TYPE: CONCENTRIC; VALVE SIZE: OD 225 X THK 30 MM; DESIGN RATING: 380 BAR; TEMPERATURE RATING: -28 TO 425 DEG C; CONNECTION: SEAT; OPERATED: MECHANICAL; BODY MATERIAL: STAINLESS STEEL; STYLE: LEAF; MANUF P/N: 37134; MODEL NO: WP6310; FOR USE ON JP SAUER AND SOHN COMPRESSOR
618 | 0701459 | VALVE: TYPE: CONTROL; VALVE SIZE: NG10; DESIGN RATING: 120 BAR; TEMPERATURE RATING: 20-60 DEG C; CONNECTION: FLANGE; OPERATED: CONTINUOUSLY; BODY MATERIAL: STEEL; STYLE: BLOCK CM2; PROFIBUS DP STANDARD I6C61158 R24KX2F3H592-BDK2D1 MODEL: D637-1033-0001
619 | 0644954 | VALVE: TYPE: DIRECTIONAL CONTROL; VALVE SIZE: 6 MM; DESIGN RATING: 350 BAR; TEMPERATURE RATING: -30 TO 80 DEG C; FACE TO FACE LENGTH: NIL; CONNECTION: SUBPLATE; OPERATED: SOLENOID; BODY MATERIAL: STEEL; STYLE: 4/2 WAY; TRIM: METAL; SPECIFICATION: ISO 9001; SOFTGOODS: NBR; SPECIAL FEATURES: WITH RNEH5-162R11/22000E1 SUBPLATE; MANUF P/N: RPE3-06R11/22000E1
620 | 0623860 | VALVE, CHECK: TYPE: FLOW CONTROL; VALVE SIZE: 1-1/4 IN; DESIGN RATING: 320 BAR; TEMPERATURE RATING: -20 TO 100 DEG C; CONNECTION: THD; BODY MATERIAL: STEEL; FACE TO FACE LENGTH: 134.5 MM; OPERATED: PRESSURE, 1 BAR; STYLE: 1 WAY; APPLICATION: SURGE CHAMBER HOIST; SPECIFICATION: EN 10083; OEM P/N: FT257/6 114 1 BAR
621 | 0731181 | VALVE, CHECK: TYPE: E65; VALVE SIZE: DN25 MM; DESIGN RATING: PN40; TEMPERATURE RATING: -20to70 degree; CONNECTION: FLANGE; BODY MATERIAL: CAST IRON; FACE TO FACE LENGTH: 0.01 M; OPERATED: ELECTRICAL ACTUATOR
622 | 0644907 | VALVE, CHECK: TYPE: DUAL PURPOSE; VALVE SIZE: 2-1/2 IN; DESIGN RATING: 3000 PSI; TEMPERATURE RATING: -30 TO 80 DEG C; CONNECTION: INSERT; BODY MATERIAL: STEEL; FACE TO FACE LENGTH: 85 MM; OPERATED: PRESSURE; STYLE: 1 WAY; TRIM: BRASS; SOFTGOODS: NITRILE; APPLICATION: SAE FLANGE PORT; SPECIFICATION: ISO 9001; GRADE: HT; MANUF P/N: RVSAE3DS-212-4
623 | 0655868 | VALVE, BUTTERFLY: TYPE: WAFER; VALVE SIZE: 250 MM; DESIGN RATING: PN100; TEMPERATURE RATING: -20 TO 200 DEG F; CONNECTION: FLANGE; BODY MATERIAL: STAINLESS STEEL; FACE TO FACE LENGTH: 235 MM; OPERATED: HANDWHEEL/GEARBOX; TRIM: STAINLESS STEEL; SOFTGOODS: PTFE; APPLICATION: VARIOUS; GRADE: 1.4408; STYLE: 1 WAY; REFERENCE NO: 1-MF-A10-060 G00; COMPLETE WITH ROTORK GEARBOX AB880N; LEUSCH LTR43
624 | 0628207 | VALVE, BUTTERFLY: TYPE: WAFER; VALVE SIZE: DN125; DESIGN RATING: 16 BAR; TEMPERATURE RATING: -40 TO 200 DEG C; CONNECTION: CENTER FLANGE; BODY MATERIAL: CI; FACE TO FACE LENGTH: 56 MM; OPERATED: LEVERLOCK; TRIM: STAINLESS STEEL; SOFTGOODS: NBR; APPLICATION: WATER; GRADE: 1.4409; SPECIFICATION: EN ISO 5211; STYLE: CENTERED DISC; SCHEDULE: EN 558 SERIES 20; SPECIAL FEATURES: NONE; MANUF P/N: Z011-A
625 | 0628203 | VALVE, BUTTERFLY: TYPE: WAFER; VALVE SIZE: DN 50; DESIGN RATING: 10 BAR; TEMPERATURE RATING: -40 TO 200 DEG C; CONNECTION: CENTER FLANGE; BODY MATERIAL: CI; FACE TO FACE LENGTH: 43 MM; OPERATED: LEVERLOCK; TRIM: STAINLESS STEEL; SOFTGOODS: NBR; APPLICATION: WATER; GRADE: 1.4409; SPECIFICATION: EN ISO 5211; STYLE: CENTERED DISC; SCHEDULE: EN 558 SERIES 20; SPECIAL FEATURES: NONE; MANUF P/N: Z011-A; .
626 | 0628205 | VALVE, BUTTERFLY: TYPE: WAFER; VALVE SIZE: 80 MM; DESIGN RATING: 10 BAR; TEMPERATURE RATING: -40 TO 200 DEG C; CONNECTION: CENTER FLANGE; BODY MATERIAL: CI; FACE TO FACE LENGTH: 46 MM; OPERATED: LEVERLOCK; TRIM: STAINLESS STEEL; SOFTGOODS: NBR; APPLICATION: WATER; GRADE: 1.4409; SPECIFICATION: EN ISO 5211; STYLE: CENTERED DISC; SCHEDULE: EN 558 SERIES 20; SPECIAL FEATURES: NONE; MANUF P/N: Z011-A
627 | 0657949 | VALVE, BALL: VALVE SIZE: DN125; DESIGN RATING: PN16; TEMPERATURE RATING: 40 DEG C; CONNECTION: FLANGE; BODY MATERIAL: STAINLESS STEEL; FACE TO FACE LENGTH: 235 MM; OPERATED: ACTUATOR; STYLE: 1 WAY; TRIM: STAINLESS STEEL; SOFTGOODS: PTFE; SPECIFICATION: ISO 9001; PORT TYPE: SCREW; APPLICATION: TURBINE; GRADE: 1.4301; TYPE: SHUT OFF; MODEL NO: FCKH; REFERENCE NO: 4423; WITH ROTORK ACTUATOR MODEL AB880M; PISTER.
628 | 0657948 | VALVE, BALL: VALVE SIZE: DN125; DESIGN RATING: PN100; TEMPERATURE RATING: 2-40 DEG C; CONNECTION: FLANGE; BODY MATERIAL: STAINLESS STEEL; FACE TO FACE LENGTH: 400 MM; OPERATED: ACTUATOR; STYLE: 1 WAY; TRIM: STAINLESS STEEL; SOFTGOODS: PTFE; SPECIFICATION: ISO 9001; PORT TYPE: SCREW; APPLICATION: TURBINE; GRADE: 1.4301; TYPE: SHUT OFF; MODEL NO: FCKH; REFERENCE NO: 9423 486/13; COMPLETE WITH EXTENSION PART NUMBER 98651 P1 AND ROTORK ACTUATOR MODEL AB880M; PISTER.
629 | 0657950 | VALVE, BALL: VALVE SIZE: DN65; DESIGN RATING: PN100; TEMPERATURE RATING: 0-40 DEG C; CONNECTION: FLANGE; BODY MATERIAL: STAINLESS STEEL; FACE TO FACE LENGTH: 130 MM; OPERATED: ACTUATOR/LEVER; STYLE: 1 WAY; TRIM: STAINLESS STEEL; SOFTGOODS: PTFE; SPECIFICATION: ISO 9001; PORT TYPE: SCREW; APPLICATION: TURBINE; GRADE: 1.4301; TYPE: SHUT OFF; MODEL NO: FCKH; REFERENCE NO: 9423 453/13; PISTER.
630 | 0655832 | VALVE, BUTTERFLY: TYPE: WAFER; VALVE SIZE: 200 MM; DESIGN RATING: PN 16; TEMPERATURE RATING: -20 TO 200 DEG C; CONNECTION: FLANGE; BODY MATERIAL: CI; FACE TO FACE LENGTH: 60 MM; OPERATED: HANDWHEEL; TRIM: STAINLESS STEEL; SOFTGOODS: NBR; APPLICATION: VARIOUS; GRADE: 316; SPECIFICATION: ISO 9001; STYLE: 1 WAY; EBRO ARMATUREN
631 | 0655865 | VALVE, BUTTERFLY: TYPE: WAFER; VALVE SIZE: 150 MM; DESIGN RATING: PN40; TEMPERATURE RATING: -20 TO 200 DEG F; CONNECTION: FLANGE; BODY MATERIAL: STAINLESS STEEL; FACE TO FACE LENGTH: 55 MM; OPERATED: HANDWHEEL; TRIM: STAINLESS STEEL; SOFTGOODS: PTFE; APPLICATION: VARIOUS; GRADE: 1.4408; STYLE: 1 WAY; EBRO ARMATUREN
632 | 0620187 | VALVE, BALL: VALVE SIZE: 1/2 IN; DESIGN RATING: 1 MPA; TEMPERATURE RATING: 100 DEG C; CONNECTION: MALE X FEMALE 1/2 IN; BODY MATERIAL: STEEL; FACE TO FACE LENGTH: 90 MM; OPERATED: LEVER; TYPE: SHUT OFF; OEM P/N: X13W-40P; YONP
633 | 0655834 | VALVE, BUTTERFLY: TYPE: WAFER; VALVE SIZE: 600 MM; DESIGN RATING: PN 16; TEMPERATURE RATING: -20 TO 200 DEG C; CONNECTION: FLANGE; BODY MATERIAL: CI; FACE TO FACE LENGTH: 140 MM; OPERATED: HANDWHEEL; TRIM: STAINLESS STEEL; SOFTGOODS: EPDM 80 KTW; APPLICATION: VARIOUS; GRADE: 316; SPECIFICATION: ISO 9001; STYLE: 1 WAY; COMPLETE WITH ROTORK GEARBOX MODEL AB8600N/SP4; EBRO ARMATUREN
634 | 0655831 | VALVE, BUTTERFLY: TYPE: WAFER; VALVE SIZE: 300 MM; DESIGN RATING: PN 16; TEMPERATURE RATING: -20 TO 200 DEG C; CONNECTION: FLANGE; BODY MATERIAL: CI; FACE TO FACE LENGTH: 90 MM; OPERATED: HANDWHEEL; TRIM: STAINLESS STEEL; SOFTGOODS: NBR; APPLICATION: VARIOUS; GRADE: 316; SPECIFICATION: ISO 9001; STYLE: 1 WAY; EBRO ARMATUREN
635 | 0655867 | VALVE, BUTTERFLY: TYPE: WAFER; VALVE SIZE: 300 MM; DESIGN RATING: PN25; TEMPERATURE RATING: -20 TO 200 DEG F; CONNECTION: FLANGE; BODY MATERIAL: STAINLESS STEEL; FACE TO FACE LENGTH: 77 MM; OPERATED: HANDWHEEL; TRIM: STAINLESS STEEL; SOFTGOODS: PTFE; APPLICATION: VARIOUS; GRADE: 1.4408; STYLE: 1 WAY; EBRO ARMATUREN
636 | 0655833 | VALVE, BUTTERFLY: TYPE: WAFER; VALVE SIZE: 150 MM; DESIGN RATING: PN 16; TEMPERATURE RATING: -20 TO 200 DEG C; CONNECTION: FLANGE; BODY MATERIAL: CI; FACE TO FACE LENGTH: 55 MM; OPERATED: LEVER; TRIM: STAINLESS STEEL; SOFTGOODS: NBR; APPLICATION: VARIOUS; GRADE: 316; SPECIFICATION: ISO 9001; STYLE: 1 WAY; EBRO ARMATUREN
637 | 0655866 | VALVE, BUTTERFLY: TYPE: WAFER; VALVE SIZE: 200 MM; DESIGN RATING: PN40; TEMPERATURE RATING: -20 TO 200 DEG F; CONNECTION: FLANGE; BODY MATERIAL: STAINLESS STEEL; FACE TO FACE LENGTH: 60 MM; OPERATED: HANDWHEEL; TRIM: STAINLESS STEEL; SOFTGOODS: PTFE; APPLICATION: VARIOUS; GRADE: 1.4408; STYLE: 1 WAY; EBRO ARMATUREN
638 | 0628206 | VALVE, BUTTERFLY: TYPE: WAFER; VALVE SIZE: DN 100; DESIGN RATING: 10 BAR; TEMPERATURE RATING: -40 TO 200 DEG C; CONNECTION: CENTER FLANGE; BODY MATERIAL: CI; FACE TO FACE LENGTH: 52 MM; OPERATED: LEVERLOCK; TRIM: STAINLESS STEEL; SOFTGOODS: NBR; APPLICATION: WATER; GRADE: 1.4409; SPECIFICATION: EN ISO 5211; STYLE: CENTERED DISC; SCHEDULE: EN 558 SERIES 20; SPECIAL FEATURES: NONE; MANUF P/N: Z011-A; .
639 | 0637555 | VALVE, CHECK: TYPE: NON RETURN; VALVE SIZE: G 3/4 IN; DESIGN RATING: 1 BAR; TEMPERATURE RATING: 0-100 DEG C; CONNECTION: THD; BODY MATERIAL: STAINLESS STEEL; FACE TO FACE LENGTH: 76 MM; OPERATED: AIR; STYLE: 1 WAY; TRIM: STAINLESS STEEL; SOFTGOODS: STAINLESS STEEL; APPLICATION: COMPRESSOR; SPECIFICATION: V592; GRADE: 316; MANUF P/N: RHD20SOMD71; MODEL NO: WP6310; FOR USE ON JP SAUER AND SOHN COMPPRESSOR
640 | 0715945 | VALVE, CHECK: TYPE: NON-RETURN; VALVE SIZE: 650 MM; DESIGN RATING: Y 0.35 AND VACUUM MPA; TEMPERATURE RATING: 200 DEG C; CONNECTION: BUTT-WELDED; BODY MATERIAL: STEEL ASTM A216-WCB; FACE TO FACE LENGTH: 1448 MM; OPERATED: AUTO; TRIM: STEEL; APPLICATION: CHECK VALVE LBS30AA501; SPECIFICATION: ANSI B16 34 CLASS 150; DRAWING NO: FB21EV650NFDA ITEM DEWRANCE; BLED STEAM CHECK VALVE, BODY: WBC, SEAT: CR13, DISK: CR18
641 | 0655823 | VALVE, CHECK: TYPE: PRESSURE; VALVE SIZE: DN400; DESIGN RATING: 16 BAR; TEMPERATURE RATING: -20 TO 200 DEG C; CONNECTION: FLANGED; BODY MATERIAL: CI; FACE TO FACE LENGTH: 480 MM; OPERATED: WATER; STYLE: 1 WAY; TRIM: 315E; SOFTGOODS: STAINLESS STEEL; APPLICATION: VARIOUS; SPECIFICATION: EN558/8; GRADE: GSC25; PERNOW
642 | 0623866 | VALVE, SOLENOID: PIPE SIZE: PORT 7.5 MM; STYLE: 3/2; POTENTIAL: 24 VDC; DESIGN RATING: 350 BAR; CONNECTION: FLANGE; BODY MATERIAL: CI; OPERATED: PRESSURE; ENCLOSURE RATING: IP65; MEDIUM: OIL; POWER: 30 W; CURRENT: 1.25 A; APPLICATION: INTAKE EMERGENCY GATE HOIST; OEM P/N: M-3SED6UK13/350CG24N9K4, OEM: BOSCH REXROTH
643 | 0623874 | VALVE, SOLENOID: PIPE SIZE: PORT 11 MM; STYLE: 4 WAY; POTENTIAL: 24 VDC; DESIGN RATING: 350 BAR; CONNECTION: FLANGE; BODY MATERIAL: CI; OPERATED: PRESSURE; ENCLOSURE RATING: IP65; MEDIUM: OIL; POWER: 40 W; CURRENT: 1.61 A; SOFTGOODS: SEALS NBR; APPLICATION: INTAKE HYDRAULIC POWER UNIT; SPECIFICATION: ISO 4401-05-04-0-05; OEM P/N: 4WE10C50/EG24N9K4/M, OEM: BOSCH REXROTH
644 | 0726792 | VALVE, SOLENOID: PIPE SIZE: 28 MM; STYLE: COAXIAL 3/2 WAY DIRECT ACTING; POTENTIAL: 230 VAC; DESIGN RATING: 100 BAR; CONNECTION: G3/4 IN FEMALE; BODY MATERIAL: BRASS; OPERATED: SOLENOID; ENCLOSURE RATING: IP65; MEDIUM: AIR; POWER: 0.4 W; CURRENT: 0.15 A; ORIFICE SIZE: 15 MM; SOFTGOODS: NBR ORING; APPLICATION: DRAIN VALVE; MANUF P/N: 039599; STAGE 3 DRAIN VALVE
645 | 0062540 | VALVE, SOLENOID: POTENTIAL: 220 V; SUPPL P/N: S2155
646 | 0668248 | VALVE, SOLENOID: PIPE SIZE: 1-1/2 IN; STYLE: PLUNGER; POTENTIAL: 230 V; DESIGN RATING: 16 BAR; CONNECTION: THREADED; BODY MATERIAL: BRONZE; OPERATED: SOLENOID; ENCLOSURE RATING: NONE; MEDIUM: AIR; POWER: 16 W; CURRENT: 0.07 A; ORIFICE SIZE: 1-1/2 IN; APPLICATION: AUTO DRAIN
647 | 0617885 | VALVE, SOLENOID: PIPE SIZE: 1/4 IN; STYLE: 2/1; POTENTIAL: 220 VDC; DESIGN RATING: 2 MPA; CONNECTION: IN; BODY MATERIAL: STEEL; OPERATED: SOLENOID TO OPEN, SPRING TO CLOSE; ENCLOSURE RATING: IP65; MEDIUM: GAS/LIQUID/OIL; POWER: 10 W; CURRENT: 22 A; DRAWING NO: M795-5E4971 REV 0; CAT NO: YS301GH27N9BC7
648 | 0668261 | VALVE, SOLENOID: PIPE SIZE: 1 IN; STYLE: PLUNGER; POTENTIAL: 230 V; DESIGN RATING: 33 BAR; CONNECTION: THREADED; BODY MATERIAL: BRONZE; OPERATED: SOLENOID; ENCLOSURE RATING: NONE; MEDIUM: AIR; POWER: 16 W; CURRENT: 0.07 A; ORIFICE SIZE: 1 IN; APPLICATION: AUTO DRAIN
649 | 0694573 | VALVE, SOLENOID: PIPE SIZE: 1 IN; STYLE: 1/1; POTENTIAL: 24 VDC; DESIGN RATING: 10 BAR; CONNECTION: FNPT; BODY MATERIAL: STAINLESS STEEL; OPERATED: COIL SOLENOID VALVE; ENCLOSURE RATING: IP65; MEDIUM: DIESEL; ORIFICE SIZE: 15-25 MM; COIL: SINGLE; SOFTGOODS: O RING; APPLICATION: DIESEL; MODEL NO 2W-160-15, BOTH VALVE PORT; SIZE 1 IN
650 | 0659669 | VALVE, RELIEF: VALVE SIZE: 1 IN; SET PRESSURE: 0.025-0.08 BAR; TEMPERATURE RATING: -10 TO 100 DEG C; CONNECTION: 1 X 1-1/2 IN; BODY MATERIAL: DIE-CAST AL; TRIM: OT 58 UNI 2012 BRS; FACE TO FACE LENGTH: 90 DEG; OPERATED: SPRING-LOADED; ORIFICE SIZE: 32 MM; SPECIFICATION: ISO 9001; APPLICATION: VARIOUS; STYLE: ONE WAY; SOFTGOODS: BUNA-N; DESIGN RATING: 6 BAR; PRESSURE RANGE: 0-6 BAR; OEM P/N: V/50; TARTARINI
651 | 0623862 | VALVE, CHECK: TYPE: FLOW CONTROL; VALVE SIZE: 1-1/4 IN; DESIGN RATING: 320 BAR; TEMPERATURE RATING: -20 TO 100 DEG C; CONNECTION: THD; BODY MATERIAL: STEEL; FACE TO FACE LENGTH: 134.5 MM; OPERATED: PRESSURE, 8 BAR; STYLE: 1 WAY; APPLICATION: SURGE CHAMBER HOIST; SPECIFICATION: EN 10083; OEM P/N: FT257/6 114 8 BAR
652 | 0637556 | VALVE, CHECK: TYPE: NON RETURN; VALVE SIZE: 1-5/8 IN; DESIGN RATING: 10 BAR; TEMPERATURE RATING: 0-100 DEG C; CONNECTION: THD; BODY MATERIAL: STAINLESS STEEL; FACE TO FACE LENGTH: 118 MM; OPERATED: AIR; STYLE: 1 WAY; TRIM: STAINLESS STEEL; SOFTGOODS: STAINLESS STEEL; APPLICATION: COMPRESSOR; SPECIFICATION: V592; GRADE: 42/L; MANUF P/N: 036471; MODEL NO: WP6310; FOR USE ON JP SAUER AND SOHN COMPRESSOR.
653 | 0637558 | VALVE, CHECK: TYPE: NON RETURN; VALVE SIZE: DIN 50; DESIGN RATING: PN40; TEMPERATURE RATING: 0-100 DEG C; CONNECTION: THD FEMALE; BODY MATERIAL: STAINLESS STEEL; FACE TO FACE LENGTH: 150 MM; OPERATED: WATER; STYLE: 2 WAY; TRIM: STAINLESS STEEL; SOFTGOODS: STAINLESS STEEL; APPLICATION: COMPRESSOR; SPECIFICATION: CE0062; GRADE: 1.4408; REFERENCE NO: M410; END ARMATUREN
654 | 0628742 | VALVE, CHECK: TYPE: NON RETURN; VALVE SIZE: DN 100; DESIGN RATING: PN40; TEMPERATURE RATING: -200 TO 550 DEG C; CONNECTION: FLANGE; BODY MATERIAL: CI 300; FACE TO FACE LENGTH: 60 MM; OPERATED: HAND; STYLE: 1 WAY; TRIM: STAINLESS STEEL; APPLICATION: VARIOUS; SPECIFICATION: (PED) 97/23/EC; GRADE: 1.4408; MANUF P/N: RK86A; WITH BODY CENTERING CAMS; FLOWSERVE
655 | 0637559 | VALVE, CHECK: TYPE: NON RETURN; VALVE SIZE: DN 80; DESIGN RATING: PN100-160; TEMPERATURE RATING: 0-100 DEG C; CONNECTION: FLANGE; BODY MATERIAL: STAINLESS STEEL; FACE TO FACE LENGTH: 71 MM; OPERATED: WATER; STYLE: 1 WAY; TRIM: STAINLESS STEEL; SOFTGOODS: STAINLESS STEEL; APPLICATION: COMPRESSOR; SPECIFICATION: CE 0525 05.14; GRADE: 1.4404; MANUF P/N: SR30.160
656 | 0655829 | VALVE, DIAPHRAGM: TYPE: WET PILOT ACTUATION; VALVE SIZE: 6 IN; DESIGN RATING: 250 PSI; TEMPERATURE RATING: -20 TO 200 DEG C; CONNECTION: FLANGED; BODY MATERIAL: CI; DIAPHRAGM MATERIAL: BUNA; FACE TO FACE LENGTH: 470 MM; OPERATED: PRESSURE; STYLE: 1 WAY; SOFTGOODS: BUNA; APPLICATION: SPRAY WATER; SPECIFICATION: ISO 9001; GRADE: 9YA4; MANUF P/N: DV506FS2
657 | 0657954 | VALVE, FLAPPER: TYPE: CHECK; BORE DIAMETER: DN65; CONNECTION: FLANGE; MATERIAL: STAINLESS STEEL; APPLICATION: TURBINE; SPECIFICATION: ISO 9001; MANUF P/N: 5N546CL; PRESSURE RATING: PN100; MATERIAL GRADE: 1.4408
658 | 0657955 | VALVE, FLAPPER: TYPE: CHECK; BORE DIAMETER: DN80; CONNECTION: FLANGE; MATERIAL: STAINLESS STEEL; APPLICATION: TURBINE; SPECIFICATION: ISO 9001; MANUF P/N: 4N602CL; PRESSURE RATING: PN160; MATERIAL GRADE: 1.4408
659 | 0620393 | VALVE, GATE: VALVE SIZE: 100 MM; TYPE: ISOLATING; CONNECTION: FLANGE; FACE TO FACE LENGTH: 300 MM; BODY MATERIAL: SCS13; TRIM: SS GR 304; OPERATED: HANDWHEEL; STEM DESIGN: RISING; STYLE: 1 WAY; TEMPERATURE RATING: 20 K; APPLICATION: AIR COOLER; DESIGN RATING: JIS 20 K
660 | 0620394 | VALVE, GATE: VALVE SIZE: 1-1/2 IN; TYPE: ISOLATING; CONNECTION: FLANGE; FACE TO FACE LENGTH: 160 MM; BODY MATERIAL: A105; TRIM: 13CR; OPERATED: HANDWHEEL; STEM DESIGN: RISING; STYLE: 1 WAY; TEMPERATURE RATING: 840 DEG F; APPLICATION: OIL LEVEL; DESIGN RATING: JIS 10K; .
661 | 0620397 | VALVE, GATE: VALVE SIZE: 200 MM; TYPE: ISOLATING; CONNECTION: FLANGE; FACE TO FACE LENGTH: 450 MM; BODY MATERIAL: SCS13; TRIM: SS GR 304; OPERATED: CHAIN, HANDWHEEL; STEM DESIGN: RISING; STYLE: 1 WAY; TEMPERATURE RATING: 20K DEG F; APPLICATION: AIR COOLER; DESIGN RATING: JIS 20 K
662 | 0620398 | VALVE, GATE: VALVE SIZE: 200 MM; TYPE: ISOLATING; DESIGN PRESSURE: JIS 20 K; DESIGN TEMPERATURE: 20 K; CONNECTION: FLANGE; FACE TO FACE LENGTH: 450 MM; BODY MATERIAL: SCS13; TRIM: SS GR 304; OPERATED: HANDWHEEL; STEM DESIGN: RISING; STYLE: 1 WAY; TEMPERATURE RATING: 20K DEG F; APPLICATION: OIL COOLER; DESIGN RATING: JIS 20K K
663 | 0620391 | VALVE, GATE: VALVE SIZE: 250 MM; TYPE: ISOLATING; DESIGN PRESSURE: 2-2.8 MPA; DESIGN TEMPERATURE: 220-350 DEG C; CONNECTION: FLANGE; FACE TO FACE LENGTH: 455 MM; BODY MATERIAL: STAINLESS STEEL; TRIM: HF; OPERATED: ACTUATOR; STEM DESIGN: NON RISING; STYLE: 1 WAY; TEMPERATURE RATING: 20 K; PORT TYPE: STANDARD; APPLICATION: TURBINE; SPECIFICATION: ISO 9001; SPECIAL FEATURES: NONE; GRADE: 304; DESIGN RATING: JIS 20K
664 | 0655828 | VALVE, DIAPHRAGM: TYPE: WET PILOT ACTUATION; VALVE SIZE: 4 IN; DESIGN RATING: 250 PSI; TEMPERATURE RATING: -20 TO 200 DEG C; CONNECTION: FLANGED; BODY MATERIAL: CI; DIAPHRAGM MATERIAL: BUNA; FACE TO FACE LENGTH: 400 MM; OPERATED: PRESSURE; STYLE: 1 WAY; SOFTGOODS: BUNA; APPLICATION: SPRAY WATER; SPECIFICATION: ISO 9001; GRADE: 9YA4; MANUF P/N: DV504FS2
665 | 0637405 | VALVE, CHECK: TYPE: RIGHT ANGLE; VALVE SIZE: 3 IN; DESIGN RATING: 21 MPA; TEMPERATURE RATING: -15 TO 75 DEG C; CONNECTION: BOLTED; BODY MATERIAL: STL ALLOY; FACE TO FACE LENGTH: 72.5 X 87 MM; OPERATED: SPRING; MODEL NO: C2G-805-S3
666 | 0721178 | VALVE, CHECK: TYPE: TL34; VALVE SIZE: 3 IN; DESIGN RATING: 2 BAR; TEMPERATURE RATING: -40-100 DEG C; CONNECTION: DN 80, 3 IN PIPE; BODY MATERIAL: ALSI7MG0.65T685HBS; FACE TO FACE LENGTH: 1.00 M; OPERATED: 250 VDC SUPPLY; TL34 CONSERVATOR SHUTTER VALVE; MAXIMUM SWITCHING, VOLTAGE 250 VDC; BODY MATERIAL: ALSI7MG0.6ST685 HBS; 3 IN; SIZE: DN80; SERGI (FRANCE)
667 | 0731175 | VALVE, CHECK: TYPE: TL34; VALVE SIZE: DN80; DESIGN RATING: 2 BAR; TEMPERATURE RATING: -40 to 100 DEG C; CONNECTION: SIZE 0 GLAND; BODY MATERIAL: CAST IRON; FACE TO FACE LENGTH: 210.5 MM; OPERATED: 220VDC
668 | 0635725 | VALVE, CHECK: TYPE: WAFER; VALVE SIZE: DN65; DESIGN RATING: 20 BAR; TEMPERATURE RATING: 0-120 DEG C; CONNECTION: FLANGE; BODY MATERIAL: GGG40; FACE TO FACE LENGTH: 46 MM; OPERATED: FLOW; STYLE: 1 WAY; TRIM: STAINLESS STEEL; SOFTGOODS: EPDM; APPLICATION: CHILLER; GRADE: 1.4401; MANUF P/N: 915S25/1/E; DUAL WAFER
669 | 0623867 | VALVE, CHECK: TYPE: SUBPLATE; VALVE SIZE: NS10; DESIGN RATING: 350 BAR; TEMPERATURE RATING: -20 TO 80 DEG C; CONNECTION: FLANGE; BODY MATERIAL: CI; FACE TO FACE LENGTH: 50 MM; OPERATED: OIL PRESSURE; STYLE: 1/1; SOFTGOODS: FKM; APPLICATION: INTAKE HYDRAULIC POWER UNIT; SPECIFICATION: DIN 51524; OEM P/N: Z1S10B05-2-41/F, OEM: BOSCH REXROTH
670 | 0623870 | VALVE, CHECK: TYPE: TWIN THROTTLE; VALVE SIZE: NS6; DESIGN RATING: 315 BAR; TEMPERATURE RATING: -20 TO 80 DEG C; CONNECTION: FLANGE; BODY MATERIAL: CI; FACE TO FACE LENGTH: 40 MM; OPERATED: OIL PRESSURE; SOFTGOODS: SEALS FKM; APPLICATION: INTAKE HYDRAULIC POWER UNIT; SPECIFICATION: DIN 51524; OEM P/N: Z2FS6-2-44/2QV, OEM: BOSCH REXROTH; .
671 | 0620183 | VALVE, GLOBE: VALVE SIZE: 1/2 IN; DESIGN PRESSURE: 2.0 MPA; DESIGN TEMPERATURE: <100 DEG C; FACE TO FACE LENGTH: 150 MM; OPERATED: HANDWHEEL; CONNECTION: FLANGED; BODY MATERIAL: F304; TRIM: SS GR 304/STL; GRADE: ASTM A182 F304; SOFTGOODS: NEOPRENE; STEM DESIGN: RISING SPINDLE; STYLE: DIRECTIONAL; APPLICATION: DRAIN AIR/OIL COOLER; SPECIFICATION: ISO9001; TYPE: SHUT OFF; DESIGN RATING: JIS 20K; S AND S VALVE
672 | 0064665 | VALVE, GLOBE: VALVE SIZE: 15 MM; OPERATED: MANUAL; CONNECTION: SW; BODY MATERIAL: CS; DESIGN RATING: 600 LB; MANUF P/N: SASSWJ0015BR
673 | 0620408 | VALVE, GLOBE: VALVE SIZE: 2 IN; FACE TO FACE LENGTH: 200 MM; OPERATED: HANDWHEEL; CONNECTION: FLANGE; BODY MATERIAL: A105; TRIM: 13CR; STEM DESIGN: RISING; STYLE: 1 WAY; APPLICATION: DRAIN; TYPE: ISOLATING; DESIGN RATING: JIS 10K; TEMPERATURE RATING: 840 DEG F
674 | 0620407 | VALVE, GLOBE: VALVE SIZE: 50 MM; FACE TO FACE LENGTH: 200 MM; OPERATED: HANDWHEEL; CONNECTION: FLANGE; BODY MATERIAL: SCS13; TRIM: SS GR 304; STEM DESIGN: RISING; STYLE: 1 WAY; APPLICATION: DRAIN; TYPE: ISOLATING; DESIGN RATING: JIS 20K; TEMPERATURE RATING: 20K
675 | 0620181 | VALVE, GLOBE: VALVE SIZE: 1/2 IN; DESIGN PRESSURE: 1 TO 1.2 MPA; DESIGN TEMPERATURE: 220 TO 300 DEG C; FACE TO FACE LENGTH: 105 MM; OPERATED: HANDWHEEL; CONNECTION: FLANGED; BODY MATERIAL: A105; TRIM: STL 13CR; GRADE: ASTM A105; SOFTGOODS: NEOPRENE; STEM DESIGN: RISING SPINDLE; STYLE: DIRECTIONAL; APPLICATION: OIL DRAIN; SPECIFICATION: ISO 9001; TYPE: SHUT OFF; DESIGN RATING: JIS 10K; TEMPERATURE RATING: 100 DEG F; OEM P/N: SC-F10K-15A; S AND S VALVE
676 | 0620186 | VALVE, GLOBE: VALVE SIZE: 1 IN; DESIGN PRESSURE: 1 TO 1.2 MPA; DESIGN TEMPERATURE: 220 TO 300 DEG C; FACE TO FACE LENGTH: 125 MM; OPERATED: HANDWHEEL; CONNECTION: FLANGED; BODY MATERIAL: A105; TRIM: 13CR/STL; GRADE: ASTM A105; SOFTGOODS: NEOPRENE; STEM DESIGN: RISING SPINDLE; STYLE: DIRECTIONAL; APPLICATION: DRAIN; SPECIFICATION: ISO 9001; TYPE: SHUT OFF; DESIGN RATING: JIS 10K; TEMPERATURE RATING: 840 DEG F; OEM P/N: SC-F10K-25A; S AND S VALVE
677 | 0623904 | VALVE, RELIEF: VALVE SIZE: NS40; SET PRESSURE: ADJUSTABLE; TEMPERATURE RATING: -20 TO 80 DEG C; CONNECTION: FLANGE; BODY MATERIAL: CAST IRON; TRIM: CAST IRON; FACE TO FACE LENGTH: 100 MM; OPERATED: OIL PRESSURE; ORIFICE SIZE: DIA 1.18 MM; SPECIFICATION: DIN 24340; APPLICATION: DRAFT TUBE GATE HOIST; STYLE: 2 WAY; DESIGN RATING: 420 BAR; PRESSURE RANGE: 0-420 BAR; OEM P/N: LFA40H2-71/F, OEM: BOSCH REXROTH; TO BE SUPPLIED WITH VALVE CARTRIDGE LC 40 A05E7X R900937996
678 | 0623903 | VALVE, RELIEF: VALVE SIZE: NS16; SET PRESSURE: ADJUSTABLE; TEMPERATURE RATING: -20 TO 80 DEG C; CONNECTION: FLANGE; BODY MATERIAL: CAST IRON; TRIM: CAST IRON; FACE TO FACE LENGTH: 35 MM; OPERATED: OIL PRESSURE; ORIFICE SIZE: DIA 0.669 MM; SPECIFICATION: DIN 24340; APPLICATION: DRAFT TUBE GATE HOIST; STYLE: 2 WAY; DESIGN RATING: 420 BAR; PRESSURE RANGE: 0-420 BAR; OEM P/N: LFA16H2-71/F, OEM: BOSCH REXROTH; TO BE SUPPLIED WITH VALVE CARTRIDGE LC 16 A05E7X R900912566
679 | 0655228 | VALVE, RELIEF: VALVE SIZE: G1/2 IN; SET PRESSURE: 365 KPA; TEMPERATURE RATING: -10 TO 220 DEG C; CONNECTION: G1/2 IN; BODY MATERIAL: 1.4104 (430); TRIM: METAL; FACE TO FACE LENGTH: 46 MM; OPERATED: PRESSURE; ORIFICE SIZE: 10 MM; SPECIFICATION: DIN ISO 228-1; APPLICATION: VARIOUS; GRADE: 1.4104; STYLE: 1 WAY; SOFTGOODS: 1.4404; DESIGN RATING: PN160-400; PRESSURE RANGE: 180-365 BAR; MANUF P/N: 4373.2602; REFERENCE NO: D0 10-D/G 0.5 F 0.35; .
680 | 0639776 | VALVE, RELIEF: VALVE SIZE: G1/2 IN; SET PRESSURE: 3 BAR; TEMPERATURE RATING: 0-20 DEG C; CONNECTION: G1/2 IN; BODY MATERIAL: SS GR 316L; TRIM: SS GR 316L; FACE TO FACE LENGTH: 90 DEG; OPERATED: PRESSURE; ORIFICE SIZE: 1/2 IN; APPLICATION: VARIOUS; GRADE: 1.4404; STYLE: 1 WAY; SOFTGOODS: STAINLESS STEEL; DESIGN RATING: INLET PN250; OUTLET PN160; PRESSURE RANGE: 0-250 BAR; REFERENCE NO: 4374.3144
681 | 0620399 | VALVE, GATE: VALVE SIZE: 250 MM; TYPE: ISOLATING; CONNECTION: FLANGE; FACE TO FACE LENGTH: 450 MM; BODY MATERIAL: SCS13; TRIM: SS GR 304; OPERATED: CHAIN, HANDWHEEL; STEM DESIGN: RISING; STYLE: 1 WAY; TEMPERATURE RATING: 20K DEG F; APPLICATION: COOLER; DESIGN RATING: JIS 20K; .
682 | 0620395 | VALVE, GATE: VALVE SIZE: 300 MM; TYPE: ISOLATING; CONNECTION: FLANGE; FACE TO FACE LENGTH: 500 MM; BODY MATERIAL: SCS13; TRIM: SS GR 304; OPERATED: CHAIN, HANDWHEEL; STEM DESIGN: RISING; STYLE: 1 WAY; TEMPERATURE RATING: 20K DEG F; APPLICATION: AIR COOLER; DESIGN RATING: JIS 20K; .
683 | 0620396 | VALVE, GATE: VALVE SIZE: 300 MM; TYPE: ISOLATING; DESIGN PRESSURE: JIS 20 K; DESIGN TEMPERATURE: 20 K; CONNECTION: FLANGE; FACE TO FACE LENGTH: 500 MM; BODY MATERIAL: SCS13; TRIM: SS GR 304; OPERATED: HANDWHEEL; STEM DESIGN: RISING; STYLE: 1 WAY; TEMPERATURE RATING: 20K DEG F; APPLICATION: OIL COOLER; DESIGN RATING: JIS 20 K
684 | 0620392 | VALVE, GATE: VALVE SIZE: 50 MM; TYPE: ISOLATING; CONNECTION: FLANGE; FACE TO FACE LENGTH: 213 MM; BODY MATERIAL: SCS13; TRIM: SS GR 304; OPERATED: HANDWHEEL; STEM DESIGN: RISING; STYLE: 1 WAY; TEMPERATURE RATING: 20K K; APPLICATION: UPPER OIL COOLER; DESIGN RATING: JIS 20K K
685 | 0628697 | VALVE, RELIEF: VALVE SIZE: 3/4 IN; SET PRESSURE: 47.2 BAR; TEMPERATURE RATING: -10 TO 100 DEG C; CONNECTION: THREADED FEMALE; BODY MATERIAL: BRASS; TRIM: BRASS; FACE TO FACE LENGTH: 118 MM; OPERATED: PRESSURE; ORIFICE SIZE: 10 MM; SPECIFICATION: ISO 4126-1; APPLICATION: VARIOUS; STYLE: 1 WAY; SOFTGOODS: BRASS; DESIGN RATING: 150 BAR; PRESSURE RANGE: 42-25 BAR; MANUF P/N: H10N11787
686 | 0637561 | VALVE, RELIEF: VALVE SIZE: DN 3/4 X 1 IN; SET PRESSURE: 53 BAR; TEMPERATURE RATING: -20 TO 200 DEG C; CONNECTION: THD; BODY MATERIAL: BRASS; TRIM: BRASS; FACE TO FACE LENGTH: L SHAPE; OPERATED: AIR; ORIFICE SIZE: 1/2 IN; SPECIFICATION: CE 0035 2011; APPLICATION: COMPRESSOR; GRADE: G14/S; STYLE: 1 WAY; SOFTGOODS: BRASS; MANUF P/N: CW614N
687 | 0655227 | VALVE, RELIEF: VALVE SIZE: DN 1 X 1-1/4 IN; SET PRESSURE: 8 BAR; TEMPERATURE RATING: -20 TO 200 DEG C; CONNECTION: THD; BODY MATERIAL: BRZ; TRIM: BRZ; FACE TO FACE LENGTH: L SHAPE; OPERATED: PRESSURE; ORIFICE SIZE: 1/2 IN; SPECIFICATION: CE0036 2017; APPLICATION: COMPRESSOR; GRADE: G20/S; STYLE: 1 WAY; SOFTGOODS: BRZ; MANUF P/N: 017450016
688 | 0623863 | VALVE, RELIEF: VALVE SIZE: NS10; SET PRESSURE: ADJUSTABLE; TEMPERATURE RATING: 100 DEG C; CONNECTION: FLANGE; BODY MATERIAL: CAST IRON; TRIM: CAST IRON; FACE TO FACE LENGTH: 30 MM; OPERATED: PILOT; ORIFICE SIZE: ADJUSTABLE; SPECIFICATION: 97/23/EC; APPLICATION: SURGE CHAMBER HOIST; STYLE: 1 WAY; SOFTGOODS: O-RING; DESIGN RATING: 200 BAR; PRESSURE RANGE: 0-200 BAR; OEM P/N: DBW10B2-52/300-6EG24N9K4, OEM: BOSCH REXROTH; WITH BUILT-ON DIRECTIONAL VALVE
689 | 0644952 | VALVE, RELIEF: VALVE SIZE: 30 MM; SET PRESSURE: 100 BAR; TEMPERATURE RATING: -30 TO 80 DEG C; CONNECTION: SUBPLATE; BODY MATERIAL: STEEL; TRIM: METAL; FACE TO FACE LENGTH: 80 MM; OPERATED: PRESSURE; ORIFICE SIZE: 15 MM; SPECIFICATION: ISO 9001; APPLICATION: VARIOUS; GRADE: 913000149; STYLE: 1 WAY; SOFTGOODS: NBR; DESIGN RATING: 25-400 BAR; PRESSURE RANGE: 0-350 BAR; MANUF P/N: R900423712; MODEL NO: DBDS 30 P1A/100
690 | 0068148 | VALVE, RELIEF: VALVE SIZE: 50 MM; SET PRESSURE: 35 KPA; CONNECTION: THD; BODY MATERIAL: STL; TRIM: BRASS; OPERATED: SPRING; PRESSURE RANGE: 2-20 LB; REFERENCE NO: MD0014; SAFETY; TYPE 616-2; TYPE: HLP
691 | 0619974 | VALVE, RELIEF: VALVE SIZE: 1/2 IN; SET PRESSURE: 1.5 MPA; TEMPERATURE RATING: 120 DEG C; CONNECTION: BSP SCREW; BODY MATERIAL: STEEL; TRIM: STEEL; FACE TO FACE LENGTH: T-TYPE; OPERATED: PRESSURE; APPLICATION: PRESSURE REDUCER; DESIGN RATING: 1.5 MPA; PRESSURE RANGE: 1.3-1.5 MPA; REFERENCE NO: ESV-903M
692 | 0623857 | VALVE, RELIEF: VALVE SIZE: 1 IN; SET PRESSURE: 94 BAR; TEMPERATURE RATING: 100 DEG C; CONNECTION: FLANGE; BODY MATERIAL: CAST IRON; TRIM: CAST IRON; FACE TO FACE LENGTH: 26 MM; OPERATED: PILOT; ORIFICE SIZE: ADJUSTABLE; SPECIFICATION: ANSI B16.10; APPLICATION: SURGE CHAMBER HOIST; STYLE: 3/2; SOFTGOODS: O-RING; DESIGN RATING: 315 BAR; PRESSURE RANGE: 0-315 BAR; OEM P/N: DB20-2-52/315, OEM: BOSCH REXROTH
693 | 0660516 | VALVE, PILOT: VALVE STYLE: 1 WAY; VALVE SIZE: 6 MM; MATERIAL: STL; OEM P/N: GPFX730094P0001, OEM: ABB POWER GENERATION (PTY) LTD; MODEL NO: HECPS-3S/5S; 220-250 VDC; FOR USE ON GEN CIRCUIT BREAKER; VENDORS ARE RESPONSIBLE FOR ENSURING THAT THEY ARE PERFORMING AGAINST THE CORRECT DRAWING REVISION NUMBER (IF APPLICABLE).
694 | 0659664 | VALVE, RELIEF: VALVE SIZE: 8 MM; SET PRESSURE: 11 BAR; TEMPERATURE RATING: -20 TO 200 DEG C; CONNECTION: R1/2 IN; BODY MATERIAL: BRASS; TRIM: STEEL; FACE TO FACE LENGTH: CASCADE; OPERATED: PRESSURE; ORIFICE SIZE: 6 MM; SPECIFICATION: EN 4126-1; APPLICATION: VARIOUS; STYLE: ONE WAY; SOFTGOODS: BRASS; DESIGN RATING: 15 BAR; PRESSURE RANGE: 0.73-15 BAR; OEM P/N: 03/16-08711; BOGE COMPRESSED AIR SYSTEMS
695 | 0637560 | VALVE, RELIEF: VALVE SIZE: 1 IN; SET PRESSURE: 88 BAR; TEMPERATURE RATING: 0-50 DEG C; CONNECTION: G1 IN-BSPP; BODY MATERIAL: STAINLESS STEEL; TRIM: STAINLESS STEEL; FACE TO FACE LENGTH: L SHAPE; OPERATED: AIR; ORIFICE SIZE: 1 IN; SPECIFICATION: GL1238640; APPLICATION: COMPRESSOR; GRADE: 316; STYLE: 1 WAY; SOFTGOODS: STAINLESS STEEL; DESIGN RATING: 88 BAR G; PRESSURE RANGE: IN PN 250; OUT PN 40; MANUF P/N: M33H03X00V56V66J23H01
696 | 0617883 | VALVE, RELIEF: VALVE SIZE: 1/2 IN; SET PRESSURE: 2.1 MPA; TEMPERATURE RATING: 220 DEG C; CONNECTION: 1/2 IN-BSP; BODY MATERIAL: STEEL; TRIM: VARIOUS; FACE TO FACE LENGTH: 110 MM; OPERATED: PRESSURE; APPLICATION: AIR LINES; DESIGN RATING: 2.1 MPA; PRESSURE RANGE: 0-2.1 MPA; DRAWING NO: M705-5A7443A REV 0
697 | 0637562 | VALVE, RELIEF: VALVE SIZE: 1/2 IN; SET PRESSURE: 3 BAR; TEMPERATURE RATING: 0-20 DEG C; CONNECTION: THD 1/2 IN; BODY MATERIAL: STAINLESS STEEL; TRIM: STAINLESS STEEL; FACE TO FACE LENGTH: L SHAPE; OPERATED: AIR; ORIFICE SIZE: 1 IN; SPECIFICATION: 14/980; APPLICATION: COMPRESSOR; GRADE: 316; STYLE: 1 WAY; SOFTGOODS: STAINLESS STEEL; DESIGN RATING: 3 BAR; PRESSURE RANGE: IN PN 250; OUT PN 160; MANUF P/N: M33H03X00V54V65; .
698 | 0644950 | VALVE, RELIEF: VALVE SIZE: 10 MM; SET PRESSURE: 130 BAR; TEMPERATURE RATING: -30 TO 80 DEG C; CONNECTION: THREADED; BODY MATERIAL: STEEL; TRIM: METAL; FACE TO FACE LENGTH: 80 MM; OPERATED: PRESSURE; ORIFICE SIZE: 5 MM; SPECIFICATION: ISO 9001; APPLICATION: VARIOUS; GRADE: 913000149; STYLE: 1 WAY; SOFTGOODS: NBR; DESIGN RATING: 25-400 BAR; PRESSURE RANGE: 0-630 BAR; MANUF P/N: R900778044; MODEL NO: DBDS 10 G19/130E
699 | 0644949 | VALVE, RELIEF: VALVE SIZE: 10 MM; SET PRESSURE: 65 BAR; TEMPERATURE RATING: -30 TO 80 DEG C; CONNECTION: THREADED; BODY MATERIAL: STEEL; TRIM: METAL; FACE TO FACE LENGTH: 80 MM; OPERATED: PRESSURE; ORIFICE SIZE: 5 MM; SPECIFICATION: ISO 9001; APPLICATION: VARIOUS; GRADE: 913000149; STYLE: 1 WAY; SOFTGOODS: NBR; DESIGN RATING: 25-400 BAR; PRESSURE RANGE: 0-630 BAR; MANUF P/N: R901260712; MODEL NO: DBDS 10 G19/65E
700 | 0644951 | VALVE, RELIEF: VALVE SIZE: 30 MM; SET PRESSURE: 130 BAR; TEMPERATURE RATING: -30 TO 80 DEG C; CONNECTION: SUBPLATE; BODY MATERIAL: STEEL; TRIM: METAL; FACE TO FACE LENGTH: 80 MM; OPERATED: PRESSURE; ORIFICE SIZE: 15 MM; SPECIFICATION: ISO 9001; APPLICATION: VARIOUS; GRADE: 913000149; STYLE: 1 WAY; SOFTGOODS: NBR; DESIGN RATING: 25-400 BAR; PRESSURE RANGE: 0-350 BAR; MANUF P/N: R901341824; MODEL NO: DBDS 30 G1A/130E
701 | 0644953 | VALVE, RELIEF: VALVE SIZE: 20 MM; SET PRESSURE: 100 BAR; TEMPERATURE RATING: -30 TO 80 DEG C; CONNECTION: SUBPLATE; BODY MATERIAL: STEEL; TRIM: METAL; FACE TO FACE LENGTH: NIL; OPERATED: PRESSURE; ORIFICE SIZE: 10 MM; SPECIFICATION: ISO 9001; APPLICATION: VARIOUS; GRADE: 913000149; STYLE: 1 WAY; SOFTGOODS: NBR; DESIGN RATING: 25-400 BAR; PRESSURE RANGE: 10-350 BAR; MANUF P/N: R900597283; MODEL NO: DR 20-5-52/100YM
702 | 0637402 | VALVE, RELIEF: VALVE SIZE: 3 IN; SET PRESSURE: 25 MPA; TEMPERATURE RATING: -15 TO 75 DEG C; CONNECTION: THD; BODY MATERIAL: STL CAST; TRIM: BONNET CS; FACE TO FACE LENGTH: 150.5 X 90 MM; OPERATED: PILOT; MODEL NO: BT-03-32
703 | 0783932 | VALVE, BUTTERFLY: TYPE: VALVE BUTTERFLY; VALVE SIZE: DN 80 MM; DESIGN RATING: PN16 BAR; TEMPERATURE RATING: 95; CONNECTION: RUBBER SEALING; BODY MATERIAL: GG-25; FACE TO FACE LENGTH: 46 MM; OPERATED: ACTUATOR
704 | 0783504 | VALVE, GLOBE: VALVE SIZE: 100 MM; DESIGN PRESSURE: 16 BAR; DESIGN TEMPERATURE: 400 DEG; FACE TO FACE LENGTH: 230 MM; OPERATED: MANUAL; CONNECTION: FLANGED DRILLED TO BS4504 T16; BODY MATERIAL: STAINLESS STEEL; TRIM: STAINLESS STEEL; MANUF P/N: GMK-GV-DN100-PN16-F2-WCB; TGB COOLER CW INLET & OUTLET VALVE, METAL VALVES(GMK), DIN3356, PRESSURE TEST AND MATERIAL PROPERTIES CERTIFICATES TO BE SUPPLIED ON DELIVERY.
705 | 0783650 | VALVE: TYPE: BELLOWS SEAL GLOBE; VALVE SIZE: 1/2 IN; DESIGN RATING: 30 KGF/CM2; TEMPERATURE RATING: -30 to 120 DEG C; FACE TO FACE LENGTH: 58 MM; CONNECTION: THREADED FEMALE ENDS; OPERATED: HANDWHEEL; BODY MATERIAL: BRASS; MANUF P/N: NBV1003; BRAKE AIR COMPRESSOR ,PRESSURE TESTING AND MATERIAL CERTIFICATES TO BE SUPPLIED UPON DELIVERY
706 | 0774960 | KIT: TYPE: PRESSURE RELIEF VALVES; APPLICATION: STANDBY DIESEL GENERAOTR; COMPRISING: PRESSURE RELIEF VALVE (15 BAR, 6-OFF);GROUP 015 TABLE 2/277-1;PART NUMBER:550 180 10 15,PRESSURE RELIEF VALVE (3-OFF);GROUP 016 TABLE 1/589-1;PART NUMBER:550 180 12 15.
707 | 0783663 | VALVE, CHECK: TYPE: NON RETURN; VALVE SIZE: 20 MM; DESIGN RATING: 16 BAR; TEMPERATURE RATING: -10 TO 120 DEG C; CONNECTION: SCREWED TO BSP TREADED FEMALE; BODY MATERIAL: BRONZE; FACE TO FACE LENGTH: 52 MM; OPERATED: SPRING; WATER TREATMENT PLANT, 2270 BRONZE, C/W RESILIENT SEAT, THREADED FEMALE, SUPPLIER TO SUPPLY WITH THE PRESSURE TEST AND MATERIAL PROPERTIES CERTIFICATES.
708 | 0783420 | VALVE, GATE: VALVE SIZE: 250 MM; TYPE: GATE VALVE; DESIGN PRESSURE: 10 BAR; DESIGN TEMPERATURE: -29 TO 420 DEG C; CONNECTION: FLANGE DRILLED TO JIS 10K50; FACE TO FACE LENGTH: 332 MM; BODY MATERIAL: WCB; TRIM: TRIM 8; OPERATED: MANUAL; DUPLEX INLET AND OUTLET VALVE, DRILLED TO JIS10K250, RISING STEM, BA-OOP, WORN&WHEEL GEAR, STEM HANDWHEEL WITH POSITION INDICATOR, PRESSURE TEST AND MATERIAL PROPERTIES CERTIFICATE ON DELIVERY.
709 | 0692548 | VALVE, CHECK: TYPE: SWING DISK NRV; VALVE SIZE: 1 IN; DESIGN RATING: 300 LB; TEMPERATURE RATING: 38 DEG C; CONNECTION: FNPT; BODY MATERIAL: SS FORGED STEEL; FACE TO FACE LENGTH: 216 MM; OPERATED: AUTO; STYLE: THD BONNET; TRIM: BRASS; SOFTGOODS: SEAL NBR, BACK UP RING PTFE; APPLICATION: PREVENT BACKFLOW; SPECIFICATION: LB (ASA); GRADE: ANSI-300; FLANGED ENDS TO ANSI-300 LB (ASA)
710 | 0783648 | VALVE, GLOBE: VALVE SIZE: 25 MM; DESIGN PRESSURE: 10 BAR; DESIGN TEMPERATURE: 120 DEG C; FACE TO FACE LENGTH: 127 MM; OPERATED: MANUAL; CONNECTION: FLANGED DRILLED TO JIS 10K; BODY MATERIAL: WCB; TRIM: 8; STEM DESIGN: NON RISING STEM; 10K25 ,UGB OIL COOLER ISOLATING VALVE, PRESSURE TESTING AND MATERIAL CERTIFICATES TO BE SUPPLIED UPON DELIVERY
711 | 0783662 | VALVE, CHECK: TYPE: WAFER; VALVE SIZE: 150 MM; DESIGN RATING: 16 BAR; TEMPERATURE RATING: 5 to 40 DEG C; CONNECTION: NO FLANGE; BODY MATERIAL: CAST IRON; FACE TO FACE LENGTH: 76 MM; OPERATED: AUTOMATIC; STYLE: WAFER; TRIM: COPON COATED; SOFTGOODS: EPDM; MANUF P/N: FIG 316; SEEPAGE PUMP DISCHARGE VALVE, WAFER TYPE, EPDM DIAPHRAGM, COPEN LINED, RIENZI, SUPPLIER TO SUPPLY WITH THE PRESSURE TEST AND MATERIAL PROPERTIES CERTIFICATES.
712 | 0783651 | VALVE, GLOBE: VALVE SIZE: 50 MM; DESIGN PRESSURE: 16 BAR; DESIGN TEMPERATURE: -120 to 200 DEG C; FACE TO FACE LENGTH: 225 MM; OPERATED: MANUAL; CONNECTION: FLANGED DRUILLED TO JIS 10K RAISED FACE; BODY MATERIAL: GG25; TRIM: 2; SPECIFICATION: NON RISING STEM; PT UPPER TANK , BODY AND SEAL PRESSURE TEST CERTIFICATES AND MATERIAL CERTIFICATES TO BE SUPPLIED UPON DELIVERY
713 | 0783429 | VALVE, CHECK: TYPE: SWING; VALVE SIZE: 50 MM; DESIGN RATING: 76 BAR; TEMPERATURE RATING: 538 DEG C; CONNECTION: FLANGED , DRILLED TO EN1092-1 PN 40; BODY MATERIAL: 316 SS; FACE TO FACE LENGTH: 265 MM; OPERATED: PRESSURE OPEN/CLOSE; SPECIFICATION: CLASS 300; NEWAY , BS1868,LABYRINTH COOLING WATER SYSTEM , PRESSURE TESTING AND MATERIAL CERTIFICATES TO BE SUPPLIED UPON DELIVERY.
714 | 0783504 | VALVE, GLOBE: VALVE SIZE: 100 MM; DESIGN PRESSURE: 16 BAR; DESIGN TEMPERATURE: 400 DEG; FACE TO FACE LENGTH: 230 MM; OPERATED: MANUAL; CONNECTION: FLANGED DRILLED TO BS4504 T16; BODY MATERIAL: STAINLESS STEEL; TRIM: STAINLESS STEEL; MANUF P/N: GMK-GV-DN100-PN16-F2-WCB; TGB COOLER CW INLET & OUTLET VALVE, METAL VALVES(GMK), DIN3356, PRESSURE TEST AND MATERIAL PROPERTIES CERTIFICATES TO BE SUPPLIED ON DELIVERY.
715 | 0783652 | VALVE, GATE: VALVE SIZE: 250 MM; TYPE: SOLID WEDGE; DESIGN PRESSURE: 10 BAR; DESIGN TEMPERATURE: 120 DEG C; CONNECTION: FLANGED DRILLED TO JIS 10K; FACE TO FACE LENGTH: 329 MM; BODY MATERIAL: WCB; TRIM: 8; OPERATED: MANUAL - HANDWHEEL; STEM DESIGN: RISING STEM; APPLICATION: GEN COOLER CW ISOLATE; SPECIFICATION: 10K250; MANUF P/N: BA-00P; LIMITORQUE , HANDWHEEL ACTUATOR WORM AND GEAR SYSTEM.PRESSURE TESTING AND MATERIAL CERTIFICATES TO BE SUPPLIED UPON DELIVERY
716 | 0783647 | VALVE, GATE: VALVE SIZE: 80 MM; TYPE: SOLID WEDGE; DESIGN PRESSURE: 10 BAR; DESIGN TEMPERATURE: 120 DEG C; CONNECTION: FLANGED DRILLED TO JIS 10K; FACE TO FACE LENGTH: 200 MM; BODY MATERIAL: WCB; TRIM: 8; OPERATED: HANDWHEEL MANUAL OPERATED; STEM DESIGN: RISING STEM; UPPER GUIDE BEARING OIL ISOLATE,PRESSURE TESTING AND MATERIAL CERTIFICATES TO BE SUPPLIED UPON DELIVERY
717 | 0784003 | VALVE, RELIEF: VALVE SIZE: 1 IN; SET PRESSURE: 600 KPA G; TEMPERATURE RATING: -20 TO -260 DEG C; CONNECTION: THREADED 1G MALE INLET 1G FEMALE OUTLET; BODY MATERIAL: BRASS; TRIM: STAINLESS/BRONZE; FACE TO FACE LENGTH: 44 MM; OPERATED: PRESSURE SPRING RELEASE; APPLICATION: FIRE PUMP RELIEF VALVES; STYLE: RIGHT ANGLED SAFETY VALVE; TYPE 485 BAILEY BIRKETT, PRESSURE SET TO 600KPA , PRESSURE TESTING AND MATERIAL CERTIFICATES TO BE SUPPLIED UPON DELIVERY.
718 | 0784000 | VALVE, BUTTERFLY: TYPE: WAFER; VALVE SIZE: 6 IN; DESIGN RATING: 20.7 BAR; TEMPERATURE RATING: 100 DEG C; CONNECTION: CLAMPED; BODY MATERIAL: DUCTILE IRON; FACE TO FACE LENGTH: 61 MM; OPERATED: HANDWHEEL AND GEAR ACTUATED; TRIM: NYLON-RILSON FIRE POWDERS (PA11)BLACK; SOFTGOODS: EPDM ENCAPSULATED; APPLICATION: FIRE WATER SYSTEM TEST VALVE; SPECIAL FEATURES: UL & FM APPROVED CE CERTIFIED; MANUF P/N: BFV 300; TYCO
719 | 0784005 | VALVE, GATE: VALVE SIZE: 200 MM; TYPE: SOLID WEDGE; DESIGN PRESSURE: 16 BAR; DESIGN TEMPERATURE: 5 TO 40 DEG C; CONNECTION: FLANGED DRILLED TO BS4504 T16; FACE TO FACE LENGTH: 317 MM; BODY MATERIAL: SPHEROIDAL GRAPHITE IRON; TRIM: 8; OPERATED: MANUAL HANDWHEEL; APPLICATION: FIRE RESERVOIR INLET; SPECIAL FEATURES: RESILIENT SEAT VALVE; PRESSURE TESTING AND MATERIAL CERTIFICATES TO BE SUPPLIED UPON DELIVERY
720 | 0784002 | VALVE, GATE: VALVE SIZE: 250 MM; TYPE: SOLID WEDGE; DESIGN PRESSURE: 16 BAR; DESIGN TEMPERATURE: 5 TO 40 DEG C; CONNECTION: FLANGED DRILLED TO BS4504 T16; FACE TO FACE LENGTH: 380 MM; BODY MATERIAL: SPHEROIDAL GRAPHITE IRON; TRIM: 8; OPERATED: MANUAL HANDWHEEL; APPLICATION: FIRE PUMP INLET AND OUTLET; SPECIAL FEATURES: RESILIENT SEAT VALVE; PRESSURE TESTING AND MATERIAL CERTIFICATES TO BE SUPPLIED UPON DELIVERY,AINSWORTH
721 | 0784001 | VALVE, GATE: VALVE SIZE: 2 IN; TYPE: SOLID WEDGE; DESIGN PRESSURE: 20 BAR; DESIGN TEMPERATURE: -20 to 200 DEG C; CONNECTION: THREADED FEMALE BOTH ENDS BSPP; FACE TO FACE LENGTH: 74 MM; BODY MATERIAL: BRASS ALLOY; TRIM: BRASS; OPERATED: HAND WHEEL OPERATED; APPLICATION: JOCKEY FIRE PUMP ISOLATING VALVE; PRESSURE TESTING AND MATERIAL CERTIFICATES TO BE SUPPLIED UPON DELIVERY
722 | 0784004 | VALVE, CHECK: TYPE: SPRING; VALVE SIZE: 50 MM; DESIGN RATING: 18 BAR; TEMPERATURE RATING: -20 to 200 DEG C; CONNECTION: THREADED BSPP FEMALE BOTH ENDS; BODY MATERIAL: BRASS ALLOY; FACE TO FACE LENGTH: 101 MM; OPERATED: PRESSURE OPERATED; APPLICATION: JOCKEY FIRE PUMP NRV; MANUF P/N: ITAP 21-2; EUROPA , PRESSURE TESTING AND MATERIAL CERTIFICATES TO BE SUPPLIED UPON DELIVERY
📌 NOTE: These descriptions are provided for reference. Please verify specifications against the NEC Schedule and ITT documents.

## Foreign Currency Schedule
ESKOM HOLDINGS SOC LTD
FOREIGN CURRENCY SCHEDULE - ITT Annexure F Compliance
Tender Enquiry No: E2979GXPOU - Supply and delivery of various valves and valve components for Peaking Power Stations
INSTRUCTIONS:
1. Complete this schedule ONLY if you have foreign currency components in your pricing.
2. Select Item Number from dropdown in Column A. Material and Short Text will auto-populate.
3. Total ZAR (Col K) MUST match Unit Price (ZAR) on main Price Schedule. Refer to ITT Annexure F - importers cannot claim profit.
Item Number | Material | Short Text | Foreign Amount | Currency | Exchange Rate | ZAR Equivalent | Handling (ZAR) | Duties (ZAR) | Freight (ZAR) | Total ZAR | Notes
SUMMARY
Total Foreign Currency Items: | 0
Total ZAR Value: | 0
COLOR LEGEND
Yellow = Supplier Input
Light Blue = Auto-calculated
Light Gray = Auto-populated from Price Schedule
📌 NOTE: Total ZAR values must correspond to Unit Price (ZAR) on the main Price Schedule. Refer to ITT Annexure F for foreign currency requirements.