## C2.2 - The Price Schedule
C2.2 - |  | The Price Schedule
| Item | Material | Material Short Description | Material Full Description | Lab Code | Material Type | Unit of Measure | Max | Required Quantity | Rate
| 1 | 213656 | MODULE:DIGITAL INPUT;24 V DC | MODULE: TYPE: DIGITAL INPUT; POWER SOURCE: 24 V DC; DIMENSIONS: WD 125 X LG 40 X HT 150 MM; MANUF P/N: TSXDEZ32D2; MATL:PLASTIC FINISH, CREAM COLOR | STP | V1 | Each | 1 | 1 | 0
| 2 | 245103 | CONVERTER FREQ:PROGRAMMABLE;0-20 MA;2.2 | CONVERTER, FREQUENCY: TYPE: PROGRAMMABLE; INPUT: 12 KHZ TO 1 MHZ; CONSTANT OUTPUT CURRENT: 0-20 MA; POWER: 2.2 W; APPARENT POWER: 3 VA; APPLICATION: CLARIFIER IMPELLER; SUPPL P/N: KFU8-UFC-1.D; RATED VOLTAGE: 48-254 VAC/20-90 VDC | C&I | V1 | Each | 1 | 1 | 0
| 3 | 250170 | MODULE PWR SUP:TERMINAL;I/P 24 VDC 2 A | MODULE, POWER SUPPLY: TYPE: TERMINAL; INPUT: 24 VDC 2 A; OUTPUT: 30 VDC 2 A; MANUF P/N: X1006030; SPECIFICATION: C.O.C; Q4:NFC:NC:0; MODEL NO: MINI MCR-SL-PTB-SP; WITH SPRING-CAGE; INPUT VOLTAGE:POWER IN 1/2:20-30 VDC; OUTPUT VOLTAGE:POWER IN-(0.8 V); OUTPUT CURRENT:2 A MAX; TOTAL CURRENT:2 A,MAX.2A+0A/1.5A+0.5A/1A+1A; DEGREE OF PROTECTION:IP20; TEMPERATURE OPERATION:-20 DEG C TO +65 DEG C (-4 TO +149 DEG F); STORAGE:-40 TO +85 DEG C(-4 TO +185 DEG F); DIMENSIONS(WXHXD):-20; STRIPPING LENGTH SCREW CONNECTION:12 MM; SPRING-CAGE CONNECTION:8 MM; CURRENT: 2 A; POTENTIAL: 24 VDC | C&I | V1 | Each | 1 | 1 | 0
| 4 | 250191 | MODULE PWR SUP:ISOLATION;I/P 0-20 MA | MODULE, POWER SUPPLY: TYPE: ISOLATION; INPUT: 0-20 MA; OUTPUT: 0-20 MA; APPLICATION: REPEATER; MANUF P/N: X1006390; SPECIFICATION: C.O.C; Q4:NFC:NC:0; MODEL NO: MINI MCR-SL-RPS-1-1; VOLTS: 19.2-30VDC RATING: 600MW, TEMP.RANGE: OPERATING:-20 TO +60 DEG C STORAGE:-40 TO +85 DEG C, DIMENSIONS: WD 6.2 MM X HT 93.1 MM X DP 102.5 MM | C&I | V1 | Each | 1 | 1 | 0
| 5 | 250192 | MODULE PWR SUP:QUINT DIODE, REDUNDANCY | MODULE, POWER SUPPLY: TYPE: QUINT DIODE, REDUNDANCY; MANUF P/N: 2938963; SPECIFICATION: C.O.C; Q4:NFC:NC:0; MODEL NO: QUINT-DIODE/40; AMBIENT TEMPERATURE: OPERATION:-25 DEG C TO +70 DEG C STORAGE:-40 DEG C TO +85 DEG C HUMIDITY:>95PER | C&I | V1 | Each | 1 | 1 | 0
| 6 | 256387 | MODULE COMM:CONNECTION;I/P 24 VDC | MODULE, COMMUNICATION: TYPE: CONNECTION; INPUT: 24 VDC; APPLICATION: SIMATIC S7-400; PROCESSOR CP443-1;TO INDUSTRY ETHERN, VIA ISO, TCP/IP AND UDP; S7-COMM, FETCH/WRITE; SEND/RCV WITH & W/O RFC1006, MULTICAST, PROFINET IO-CONTROLLER, DHCP, SNMP V2, WEB; DIAGNOS, INITIALIZATION VIA LAN | C&I | V1 | Each | 1 | 1 | 0
| 7 | 501470 | CARD:AMPLIFIER | CARD: TYPE: AMPLIFIER; FOR USE ON WELLAND AND TUXHORN HYDRAULIC DRIVE SYSTEM PROPORTIONAL VALVE DUV; VENDORS ARE RESPONSIBLE FOR ENSURING THAT THEY ARE PERFORMING AGAINST THE CORRECT DRAWING REVISION NUMBER (IF APPLICABLE). | PPS | PD | Each | 1 | 1 | 0
| 8 | 571270 | MODULE:FUSE DISTRIBUTION UNIT | MODULE: TYPE: FUSE DISTRIBUTION UNIT; MANUF P/N: T8293 | C&I | V1 | Each | 1 | 1 | 0
| 9 | 571271 | MODULE:EXPANSION INTERFACE ADAPTOR | MODULE: TYPE: EXPANSION INTERFACE ADAPTOR; MANUF P/N: T8312-7WAY; X1005700 | C&I | V1 | Each | 1 | 1 | 0
| 10 | 571272 | MODULE:FTA DIGITAL INPUT | MODULE: TYPE: FTA DIGITAL INPUT; MANUF P/N: T8801 | C&I | V1 | Each | 1 | 1 | 0
| 11 | 571273 | MODULE:VFTA ANALOG INPUT | MODULE: TYPE: VFTA ANALOG INPUT; MANUF P/N: T8842 | C&I | V1 | Each | 1 | 1 | 0
| 12 | 571274 | MODULE:FTA DIGITAL OUTPUT | MODULE: TYPE: FTA DIGITAL OUTPUT; MANUF P/N: T8850 | C&I | V1 | Each | 1 | 1 | 0
| 13 | 571275 | MODULE:PROCESS INTERFACE ADAPTOR | MODULE: TYPE: PROCESS INTERFACE ADAPTOR; MANUF P/N: T8121; X1005650 | C&I | V1 | Each | 1 | 1 | 0
| 14 | 571276 | MODULE:TMR PROCESSOR | MODULE: TYPE: TMR PROCESSOR; MANUF P/N: C1003010; T81108 | C&I | V1 | Each | 1 | 1 | 0
| 15 | 571277 | MODULE:TMR EXPANDER | MODULE: TYPE: TMR EXPANDER; MANUF P/N: T8311; C1003040 | C&I | V1 | Each | 1 | 1 | 0
| 16 | 571279 | MODULE:COMMUNICATION INTERFACE | MODULE: TYPE: COMMUNICATION INTERFACE; MANUF P/N: T8151; C1003020 | C&I | V1 | Each | 1 | 1 | 0
| 17 | 571280 | MODULE:EXPANDER PROCESSOR | MODULE: TYPE: EXPANDER PROCESSOR; MANUF P/N: C1003060; T8310 | C&I | V1 | Each | 1 | 1 | 0
| 18 | 571281 | MODULE:TMR ANALOG INPUT | MODULE: TYPE: TMR ANALOG INPUT; MANUF P/N: T8413; C1003080 | C&I | V1 | Each | 1 | 1 | 0
| 19 | 571282 | MODULE:TMR DIGITAL INPUT | MODULE: TYPE: TMR DIGITAL INPUT; MANUF P/N: C1003220; T8403 | C&I | V1 | Each | 1 | 1 | 0
| 20 | 571283 | MODULE:TMR DIGITAL OUTPUT | MODULE: TYPE: TMR DIGITAL OUTPUT; MANUF P/N: C1003250; T8415 | C&I | V1 | Each | 1 | 1 | 0
| 21 | 571285 | MODULE:POWER SUPPLY DIODE | MODULE: TYPE: POWER SUPPLY DIODE; SPECIFICATION: TRIO-DIODE/24DC/2X10; MANUF P/N: 2866514 | C&I | V1 | Each | 1 | 1 | 0
| 22 | 571286 | MODULE:POWER SUPPLY;I/P 110-240 VAC | MODULE: TYPE: POWER SUPPLY; INPUT: 110-240 VAC; MANUF P/N: PS-100-240AC/24DC/40; QUINT; ORDER NR: 2938879 | C&I | V1 | Each | 1 | 1 | 0
| 23 | 571287 | MODULE:POWER SUPPLY DIODE;I/P 24 VDC | MODULE: TYPE: POWER SUPPLY DIODE; INPUT: 24 VDC; OUTPUT: 20 W; MANUF P/N: 40-24V; QUINT | C&I | V1 | Each | 1 | 1 | 0
| 24 | 571319 | MODULE:TERMINATION | MODULE: TYPE: TERMINATION; MANUF P/N: X1005640; T8153 | C&I | V1 | Each | 1 | 1 | 0
| 25 | 574393 | MODULE:INTERFACE CONVERTER;24 V DC | MODULE: TYPE: INTERFACE CONVERTER; POWER SOURCE: 24 V DC; APPLICATION: FOR COMVERTION OF RS232 TO TTYP; DIMENSIONS: WD 99 X HT 118.6 X DP 22.5 MM; SPECIFICATION: DIN 22258-1; DIN 66348-1; MANUF P/N: L0203030; 2744458; 24V/CURRENT LOOP; 3-WAY ISOLATION; RAIL MOUNTABLE; PSM-ME-RS232/TTYP | C&I | V1 | Each | 1 | 1 | 0
| 26 | 575253 | MODULE:INSTRUMENTATION DISCONNECT;METERING | MODULE: TYPE: INSTRUMENTATION DISCONNECT; APPLICATION: METERING; MANUF P/N: 6468 2 049-10 | MET | V1 | Each | 1 | 1 | 0
| 27 | 575294 | MODULE:DISCONNECT;METERING;IEC 11801 | MODULE: TYPE: DISCONNECT; APPLICATION: METERING; SPECIFICATION: IEC 11801; MANUF P/N: 6468 5050-10 | MET | V1 | Each | 1 | 1 | 0
| 28 | 576684 | POWER SUPPLY:KFD2-STC4-EX1 | POWER SUPPLY: INPUT: 24 VDC; OUTPUT VOLTAGE: 20-35 VDC; OUTPUT CURRENT: 4-20 MA; APPLICATION: SMART TRANSMITTER SINGLE OUTPUT; DIMENSIONS: 118X20X115 MM; TYPE: TRANSMITTER; MOUNTING: RAIL; SPECIFICATION: UP TO SIL3 ACCORDING TO IEC61508; MANUF P/N: KFD2-STC4-EX1 | C&I | V1 | Each | 1 | 1 | 0
| 29 | No Material Number | POWER SUPPLY: KFD2-STC4-EX1.20 | POWER SUPPLY: INPUT: 24 VDC; OUTPUT VOLTAGE: 20-35 VDC; OUTPUT CURRENT: 4-20 MA; APPLICATION: SMART TRANSMITTER DUAL OUTPUT; DIMENSIONS: 124X20X115 MM; TYPE: TRANSMITTER; MOUNTING: RAIL; SPECIFICATION: UP TO SIL3 ACCORDING TO IEC61508; MANUF P/N: KFD2-STC4-EX1.20 | C&I | V1 | Each | 1 | 1 | 0
| 30 | 576689 | MODULE PWR SUP:REDUNDANT POWER;I/P 24 | MODULE, POWER SUPPLY: TYPE: REDUNDANT POWER; INPUT: 24 VDC; OUTPUT: 2 A; APPLICATION: POWER RAIL; MANUF P/N: KFD2-EB-R2A.B | EXC | V1 | Each | 1 | 1 | 0
| 31 | 576701 | POWER SUPPLY:I/P 230 VAC;24 VDC;20 A | POWER SUPPLY: INPUT: 230 VAC; OUTPUT VOLTAGE: 24 VDC; OUTPUT CURRENT: 20 A; DIMENSIONS: 203.5 X 144.5 X 130 MM; TYPE: SWITCH MODEM; MANUF P/N: CP-C 24/20.0 | EXC | V1 | Each | 1 | 1 | 0
| 32 | 576728 | MODULE:PULS AMPLIFIER;CONNECTS TO TPT214 | MODULE: TYPE: PULS AMPLIFIER; APPLICATION: CONNECTS TO TPT214; DIMENSIONS: 297 X 202 X 81 MM; MANUF P/N: L54E80801854 | EXC | V1 | Each | 1 | 1 | 0
| 33 | 576739 | MODULE COMM:BUS EXTENSION | MODULE, COMMUNICATION: TYPE: BUS EXTENSION; MANUF P/N: 750-627 | EXC | V1 | Each | 1 | 1 | 0
| 34 | 576740 | MODULE PWR SUP:INTERNAL SYSTEM | MODULE, POWER SUPPLY: TYPE: INTERNAL SYSTEM; INPUT: 24VDC 0.5A; OUTPUT: 24VDC/10A; MANUF P/N: 750-613 | EXC | V1 | Each | 1 | 1 | 0
| 35 | 576741 | MODULE COMM:8 CHANNEL;I/P DIGITAL | MODULE, COMMUNICATION: TYPE: 8 CHANNEL; INPUT: DIGITAL; OUTPUT: -3V - 5VDC / 15V - 30VDC; MANUF P/N: 750-431 | EXC | V1 | Each | 1 | 1 | 0
| 36 | 576742 | MODULE COMM:2 CHANNEL;O/P ANALOG | MODULE, COMMUNICATION: TYPE: 2 CHANNEL; OUTPUT: ANALOG; MANUF P/N: 750-554 | EXC | V1 | Each | 1 | 1 | 0
| 37 | 576744 | MODULE COMM:BUS EXTENSION COUPLER | MODULE, COMMUNICATION: TYPE: BUS EXTENSION COUPLER; INPUT: 200MA AT 24V; MANUF P/N: 750-628 | EXC | V1 | Each | 1 | 1 | 0
| 38 | 576745 | MODULE:END;I/P 24 VDC;24 V DC;AVR P320 | MODULE: TYPE: END; INPUT: 24 VDC; POWER SOURCE: 24 V DC; APPLICATION: AVR P320; DIMENSIONS: WD 12 X LG 100 X HT 64 MM; SPECIFICATION: IEC 60068-2-6; MANUF P/N: 750-600; MOUNT: 35MM DIN RAIL; PROTECTION: IP20; OPERATING TEMP: 0-55DEG C | EXC | V1 | Each | 1 | 1 | 0
| 39 | 576747 | MODULE:RECTIFUSE DIODE | MODULE: TYPE: RECTIFUSE DIODE; MANUF P/N: 029.138.659 | EXC | V1 | Each | 1 | 1 | 0
| 40 | 576749 | MODULE:DUAL COUPLING;I/P 10-60VDC 24VDC | MODULE: TYPE: DUAL COUPLING; INPUT: 10-60VDC 24VDC; OUTPUT: 20 A; DIMENSIONS: 32 X 124 X 102 MM; MANUF P/N: YR2.DIODE | EXC | V1 | Each | 1 | 1 | 0
| 41 | 576750 | MODULE:DECOUPLER;I/P 10-60VDC 0-10A | MODULE: TYPE: DECOUPLER; INPUT: 10-60VDC 0-10A; OUTPUT: 0-10 A; DIMENSIONS: 45 X 75 X 91 MM; MANUF P/N: MLY02.100 | EXC | V1 | Each | 1 | 1 | 0
| 42 | 577141 | MODULE:TERMINAL;PROSONIC M | MODULE: TYPE: TERMINAL; APPLICATION: PROSONIC M; MANUF P/N: 52006197; POLE: 4; HART; 2 WIRE CABLE CONNECTION; MOCROPILOT M; LEVELFLEX M | MIL | V1 | Each | 1 | 1 | 0
| 43 | 579840 | MODULE:BRIDGE DRIVER;I/P 15 V;O/P 15 V | MODULE: TYPE: BRIDGE DRIVER; INPUT: 15 V; OUTPUT: 15 V; POWER SOURCE: 30 KVA; APPLICATION: 30 KVA UPS; MANUF P/N: 5911340000; CDING-00; DT 3 21 479; USED IN WATER TREATMENT PLANT C&I UPS 1 | C&I | V1 | Each | 1 | 1 | 0
| 44 | 580168 | MODULE:ANALOG OUTPUT;O/P 4-20 MA;24 V | MODULE: TYPE: ANALOG OUTPUT; OUTPUT: 4-20 MA; POWER SOURCE: 24 V; MANUF P/N: 3BSE008546R0001; REFERENCE NO: AO820; 4 CHANNEL | C&I | V1 | Each | 1 | 1 | 0
| 45 | 580248 | MODULE:I/O EXPANSION | MODULE: TYPE: I/O EXPANSION; INPUT: 0-100MV 0-20MA 0-250OHM; OUTPUT: 8 BINARY AND 1 ANALOG; MANUF P/N: 1GS-PTM | DEG | V1 | Each | 1 | 1 | 0
| 46 | 580249 | MODULE:ANALOGUE EXPANSION;I/P 8 ANALOGUE | MODULE: TYPE: ANALOGUE EXPANSION; INPUT: 8 ANALOGUE; MANUF P/N: IS-AIN8 | DEG | V1 | Each | 1 | 1 | 0
| 47 | 580250 | MODULE:AVR INTERFACE | MODULE: TYPE: AVR INTERFACE; MANUF P/N: 1G-AVRI | DEG | V1 | Each | 1 | 1 | 0
| 48 | 581486 | CONTROLLER:PROPORTIONAL VALVE;4-20 MA | CONTROLLER: TYPE: PROPORTIONAL VALVE; RANGE: 4-20 MA; RATING: 24VDC 50HZ; OUTPUT: 3.3 A; MOUNTING: PLUG IN; MANUF P/N: E-ME-AC-01F/I AT0S; SQUARE WAVE PWN TYPE; DIN41494; VENDORS ARE RESPONSIBLE FOR ENSURING THAT THEY ARE PERFORMING AGAINST THE CORRECT DRAWING REVISION NUMBER (IF APPLICABLE). | COA | V1 | Each | 1 | 1 | 0
| 49 | 581494 | MODULE:CURRENT | MODULE: TYPE: CURRENT; MANUF P/N: SE6375/C01 | C&I | V1 | Each | 1 | 1 | 0
| 50 | 581668 | MODULE PWR SUP:I/P 100 - 240VAC | MODULE, POWER SUPPLY: INPUT: 100 - 240VAC; OUTPUT: 2.1 - 1.8A / 24 - 28VDC; MANUF P/N: ML50.100; MINILINE | EXC | V1 | Each | 1 | 1 | 0
| 51 | 582697 | MODULE:DIFFERENTIAL PROTECTION RELAY | MODULE: TYPE: DIFFERENTIAL PROTECTION RELAY; APPLICATION: SWITCHGEAR PROTECTION; MANUF P/N: P54416C6M0440K | SWG | V1 | Each | 1 | 1 | 0
| 52 | 582698 | MODULE:PHASE DIFFERENTIAL RELAY;16 | MODULE: TYPE: PHASE DIFFERENTIAL RELAY; POWER SOURCE: 110-250VDC; APPLICATION: SWITCHGEAR PROTECTION; COMMERCIAL SIZE: 16; MANUF P/N: P746316K6N0028K | SWG | V1 | Each | 1 | 1 | 0
| 53 | 582699 | MODULE:ARC PROTECTION RELAY;19-265VDC | MODULE: TYPE: ARC PROTECTION RELAY; INPUT: 18-265VAC/DC; POWER SOURCE: 19-265VDC; APPLICATION: SWITCHGEAR PROTECTION; MANUF P/N: VAM120 | SWG | V1 | Each | 1 | 1 | 0
| 54 | 582700 | MODULE:ARC SENSOR SLAVE RELAY;I/P 24 VDC | MODULE: TYPE: ARC SENSOR SLAVE RELAY; INPUT: 24 VDC; OUTPUT: 24 VDC; APPLICATION: SWITCHGEAR PROTECTION; MANUF P/N: VAM10L | SWG | V1 | Each | 1 | 1 | 0
| 55 | 582701 | MODULE:MASTER PROTECTION RELAY;I/P 1A/5A | MODULE: TYPE: MASTER PROTECTION RELAY; INPUT: 1A/5A; POWER SOURCE: 48-265VAC/DC; MANUF P/N: VAMP221-3A3 AA | C&I | V1 | Each | 1 | 1 | 0
| 56 | 582702 | MODULE:PROTECTION/CONTROL RELAY;IEC61850 | MODULE: TYPE: PROTECTION/CONTROL RELAY; INPUT: 50-130V; POWER SOURCE: 48-250VDC; SPECIFICATION: IEC61850; MANUF P/N: P13956904544 | SWG | V1 | Each | 1 | 1 | 0
| 57 | 593031 | MODULE:BP607650100;FRONT FASCIA/LCD | MODULE: TYPE: FRONT FASCIA/LCD; OEM P/N: BP607650100; LCD(A310) | C&I | V1 | Each | 1 | 1 | 0
| 58 | 593120 | MODULE:0104020117;THYRISTOR CONTROL | MODULE: TYPE: THYRISTOR CONTROL; APPLICATION: UPS CHLORITE; OEM P/N: 0104020117; THYRISTOR ITAV = 56A; 1200V | C&I | V1 | Each | 1 | 1 | 0
| 59 | 593122 | MODULE:0104020123;THYRISTOR CONTROL | MODULE: TYPE: THYRISTOR CONTROL; APPLICATION: UPS CHLORITE; OEM P/N: 0104020123; THYRISTOR ITAV = 91A; 1200V | C&I | V1 | Each | 1 | 1 | 0
| 60 | 593521 | MODULE:SP116-24V-5A;ANALOG/DIGITAL | MODULE: TYPE: ANALOG/DIGITAL; OEM P/N: SP116-24V-5A; CARD STATIC | DEG | V1 | Each | 1 | 1 | 0
| 61 | 600932 | POWER SUPPLY:I/P 100-240 V;24 VDC;10 A | POWER SUPPLY: INPUT: 100-240 V; DESCRIPTION: PHOENIX CONTACT QUINT-PS/1AC/24DC/10; OUTPUT VOLTAGE: 24 VDC; OUTPUT CURRENT: 10 A; MANUF P/N: 2866763 | C&I | V1 | Each | 1 | 1 | 0
| 62 | 607808 | MODULE COMM:BS101IO;UNIVERSAL I/O;O/P 12 | MODULE, COMMUNICATION: TYPE: UNIVERSAL I/O; OUTPUT: 12 VDC; APPLICATION: CDS INTERFACE MODULE; HARDWARE: BS 120 ENERGIZERS; SOFTWARE: WINDOWS PROGRAM; OEM P/N: BS101IO; RS485 TTL | EFC | V1 | Each | 1 | 1 | 0
| 63 | 608669 | MODULE:ANALOG INPUT (8X16)BIT;I/P 4-20 | MODULE: TYPE: ANALOG INPUT (8X16)BIT; INPUT: 4-20 MA; OUTPUT: 4-20 MA; POWER SOURCE: 10-30 V AC; APPLICATION: GROUND LOOP PROTECTION/SURGE PROTECTION; COMMERCIAL SIZE: 16; SUPPL P/N: S-ADAM-4017+ | PRO | V1 | Each | 1 | 1 | 0
| 64 | 608670 | MODULE PWR SUP:RACK;I/P 160/249 VDC | MODULE, POWER SUPPLY: TYPE: RACK; INPUT: 160/249 VDC; OUTPUT: 230 VAC; APPLICATION: GENERATOR PROTECTION; SPECIFICATION: IEC 320-OUTLETS-4; SUPPL P/N: S-UP800MGE; MODEL NO: 1U; REFERENCE NO: 66227; ADJUSTABLE OUTPUT: 200/220/240V; POWER: 800VA/560W; RACK DIMENSIONS: DIA: 499 X WD: 438 X HT: 44MM; PULSE EVOLUTION RACK800; ETN EVOLUTION850; GROUP PROTECTION OF HUBS | PRO | V1 | Each | 1 | 1 | 0
| 65 | 609131 | AMPLIFIER:POWER;I/P +/-24VDC 0.3A;7.2 W | AMPLIFIER: TYPE: POWER; INPUT: +/-24VDC 0.3A; OUTPUT: 4-20 MA; POWER: 7.2 W; SUPPL P/N: EA81-014-0; VENDORS ARE RESPONSIBLE FOR ENSURING THAT THEY ARE PERFORMING AGAINST THE CORRECT DRAWING REVISION NUMBER (IF APPLICABLE). | C&I | V1 | Each | 1 | 1 | 0
| 66 | 614752 | MODULE:REMOTE RELAY | MODULE: TYPE: REMOTE RELAY; OEM P/N: B00613201000; REFERENCE NO: A5-1 | C&I | V1 | Each | 1 | 1 | 0
| 67 | 614931 | MODULE PWR SUP:BACKUP;I/P 24/48/60 VDC | MODULE, POWER SUPPLY: TYPE: BACKUP; INPUT: 24/48/60 VDC; OUTPUT: 5 VDC 10 A; APPLICATION: SIMATIC S7-400; SPECIFICATION: PS405; DIMENSIONS: WD: 50 X LG: 290 X DP: 217MM; POWER CONSUMPTION TYPE: 95W; BATTERY: 2 X LINTHIUM AA; 3.6V/2.3AH | C&I | V1 | Each | 1 | 1 | 0
| 68 | 615068 | MODULE:DIGITAL INPUT;I/P 24 VDC;O/P 400 | MODULE: TYPE: DIGITAL INPUT; INPUT: 24 VDC; OUTPUT: 400 MA; POWER SOURCE: 240 V AC; APPLICATION: SIMATIC S7 300/400; DIMENSIONS: WD 80 X LG 125 X DP 120 MM; SUPPL P/N: SM326 | C&I | V1 | Each | 1 | 1 | 0
| 69 | 616241 | MODULE:RELAY CARD;I/P 24 VDC 18 MA | MODULE: TYPE: RELAY CARD; INPUT: 24 VDC 18 MA; APPLICATION: PLC ACTUATOR RELAY; DIMENSIONS: WD 14 X HT 94 X DP 80 MM; SUPPL P/N: PLC-RSC-24DC/1-1/ACT; MODEL NO: 2967109; TYPICAL RESPONSE TIME: 8M/S; AMBIENT OPERATION TEMPERATURE: -25 TO 60 DEG C; AMBIENT STORAGE TEMPERATURE: -40 TO 85 DEG C; WEIGHT: 0.06798KG | C&I | V1 | Each | 1 | 1 | 0
| 70 | 616555 | MODULE:17 PLUS;I/P 433 VAC; 65 VDC | MODULE: TYPE: 17 PLUS; INPUT: 433 VAC; 65 VDC; SUPPL P/N: Q02-00; MIDDLE PART; TERMINAL BLOCKS | C&I | V1 | Each | 1 | 1 | 0
| 71 | 616562 | MODULE:DUAL CURRENT LOOP;I/P 4-20 MA | MODULE: TYPE: DUAL CURRENT LOOP; INPUT: 4-20 MA; OUTPUT: 4-20 MA; APPLICATION: ISOLATION/DUPLICATION OF ANALOG; SUPPL P/N: CAL23DMA-S2/SIL3; PROTECTION: IP20 | C&I | V1 | Each | 1 | 1 | 0
| 72 | 621078 | POWER SUPPLY:I/P 220 VAC;24 VDC;5 A | POWER SUPPLY: INPUT: 220 VAC; OUTPUT VOLTAGE: 24 VDC; OUTPUT CURRENT: 5 A; APPLICATION: SUBMERGED SCRAPER CONVEYOR HYDRAULIC DRIVE; CLASSIFICATION: NON HAZARDOUS; MOUNTING: DIN RAIL; SUPPL P/N: TRIO-PS/1AC/24DC/5; VOLTAGE ADJUSTABLE ON FRONT PANEL 22.5 TO 29.5V TO COVER FRO VOLTAGE DROP | BAR | V1 | Each | 1 | 1 | 0
| 73 | 621440 | CNTRLR ELECTRNC:ENERGY MANAGER;230 VAC | CONTROLLER, ELECTRONIC: TYPE: ENERGY MANAGER; POTENTIAL: 230 VAC; OUTPUT: 4-20 MA; INPUT: 4-20 MA; CLASSIFICATION: NON HAZARDOUS; MOUNTING: DIN RAIL; SPECIFICATION: EN1434-1; SUPPL P/N: RMS621-21BAA1211; 90-250VAC; 1-2X4-20MA; 2XPT100/500/1000; 0-2X4-20MA; MATERIAL NO: 51003589; ALPHANUMERIC DISPLAY: 8 BUTTON | C&I | V1 | Each | 1 | 1 | 0
| 74 | 621696 | CONVERTER SGNL:FLOW TO CURRENT;REMOTE | CONVERTER, SIGNAL: TYPE: FLOW TO CURRENT; INPUT: 0.01-10 M/S; OUTPUT: 24 V 4-20 MA; POWER SOURCE: 230 VAC 50 HZ; APPLICATION: DCMPU ELECTROMAGNETIC FLOWMETER; MOUNT: REMOTE; CLASSIFICATION: IP65; SPECIFICATION: SAFMAG; FLOWMETER MODEL NO: 200D2NISSR0031; SERIAL: 090513098 | STP | V1 | Each | 1 | 1 | 0
| 75 | 621698 | MODULE:4 CHANNEL ANALOG INPUT | MODULE: TYPE: 4 CHANNEL ANALOG INPUT; APPLICATION: MODICON TSX MICRO TSX721101/TSX3721001 PLC; 16BITS ANALOG/DIGITAL CONVERSION; ISOLATION VOLTAGE: 500VAC; PRODUCT WEIGHT: 0.21KG; INPUT IMPEDENCE: 10OHM; CURRENT CONSUMPTION: 85MA; FOR USE ON SEWAGE TREATMENT PLANT | STP | V1 | Each | 1 | 1 | 0
| 76 | 630880 | MODULE:RELAY;O/P 250 VAC;MICOM P139 | MODULE: TYPE: RELAY; OUTPUT: 250 VAC; APPLICATION: SWITCHGEAR PROTECTION; SPECIFICATION: MICOM P139; SUPPL P/N: P139-56900044-309-415-633-462-949; REFERENCE NO: P139-56900044-309-415-633-462-947 | SWG | V1 | Each | 1 | 1 | 0
| 77 | 630881 | MODULE:RELAY;O/P 250 VAC;MICOM P243 | MODULE: TYPE: RELAY; OUTPUT: 250 VAC; APPLICATION: SWITCHGEAR PROTECTION; SPECIFICATION: MICOM P243; SUPPL P/N: P243316A6M0578K; REFERENCE NO: PP243316A6M0578K | SWG | V1 | Each | 1 | 1 | 0
| 78 | 630882 | MODULE:RELAY;O/P 250 VAC;MICOM P264 | MODULE: TYPE: RELAY; OUTPUT: 250 VAC; APPLICATION: SWITCHGEAR PROTECTION; SPECIFICATION: MICOM P264; SUPPL P/N: C264C11M6910003201000001110N00; REFERENCE NO: C264C11M6910003201000001110N00 | SWG | V1 | Each | 1 | 1 | 0
| 79 | 630883 | MODULE:RELAY;O/P 250 VAC;MICOM P544 | MODULE: TYPE: RELAY; OUTPUT: 250 VAC; APPLICATION: SWITCHGEAR PROTECTION; SPECIFICATION: MICOM P544; SUPPL P/N: P544316C6M0420K; REFERENCE NO: P544316C6M0420K | SWG | V1 | Each | 1 | 1 | 0
| 80 | 630884 | MODULE:RELAY;O/P 250 VAC;MICOM P746 | MODULE: TYPE: RELAY; OUTPUT: 250 VAC; APPLICATION: SWITCHGEAR PROTECTION; SPECIFICATION: MICOM P746; SUPPL P/N: P746316A6N0028K; REFERENCE NO: P746316A6N0028K | SWG | V1 | Each | 1 | 1 | 0
| 81 | 630885 | MODULE:RELAY;O/P 250 VAC;MICOM P139 | MODULE: TYPE: RELAY; OUTPUT: 250 VAC; APPLICATION: SWITCHGEAR PROTECTION; SPECIFICATION: MICOM P139; SUPPL P/N: P139-56904044-309-415-633-462-947; REFERENCE NO: P139-56904044-309-415-633-462-947 | SWG | V1 | Each | 1 | 1 | 0
| 82 | 633924 | MODULE:RELAY;O/P 250 VAC;MICOM P543 | MODULE: TYPE: RELAY; OUTPUT: 250 VAC; APPLICATION: SWITCHGEAR PROTECTION; SPECIFICATION: MICOM P543; MICON TWO CHANNEL DIFFERENTIAL RELAY WITH CORTEXCODE P543 316C6M0448K DATASHEET OF ITEM REQUIRED UPON RF | SWG | V1 | Each | 1 | 1 | 0
| 83 | 633925 | MODULE:RELAY;O/P 250 VAC;MICOM P631 | MODULE: TYPE: RELAY; OUTPUT: 250 VAC; APPLICATION: SWITCHGEAR PROTECTION; SPECIFICATION: MICOM P631 | SWG | V1 | Each | 1 | 1 | 0
| 84 | 633966 | MODULE:SPEED MODULE;I/P 0-30 VDC | MODULE: TYPE: SPEED MODULE; INPUT: 0-30 VDC; OUTPUT: 4-20 MA; APPLICATION: TURBINE CENTER LINE SPEED MEASURE; SPECIFICATION: EPRO SPEED MODULE; SUPPL P/N: MMS6350D; REFERENCE NO: MMS6350 D; INPUT RESISTANCE100 KILO-OHMS, FREQUENCY 0-16 KHZ, SIL3 | C&I | V1 | Each | 1 | 1 | 0
| 85 | 635490 | AMPLIFIER:SWITCH;I/P 20-30 VDC;O/P 24;1 | AMPLIFIER: TYPE: SWITCH; INPUT: 20-30 VDC; OUTPUT: 24 VDC; POWER: 1 W; CURRENT: <50 MA; SUPPL P/N: KFD2-SR2-EX1 WL/B; REFERENCE NO: KFD2-SR2-EX1 WL/B; OUTPUT CURRENT: MINIMUM 2MA. SIL 2 ACC. TO IEC 61508/IEC61511, RELAY OUTPUT CONTACT, CONTACTY LOADING 253V AC, SWITCHING FERQUENCY 2MA/24V DC, DEGREE OF PROTECTION IP20, DIMENSIONS 20 X 119 X 115MM, MOUNTING DIN RAIL; VENDORS ARE RESPONSIBLE FOR ENSURING THAT THEY ARE PERFORMING AGAINST THE CORRECT DRAWING REVISION NUMBER (IF APPLICABLE). | TGN | V1 | Each | 1 | 1 | 0
| 86 | 637024 | AMPLIFIER:SERVO;I/P 11-70 VDC;700 W | AMPLIFIER: TYPE: SERVO; INPUT: 11-70 VDC; OUTPUT: -10 TO 10 VDC; POWER: 700 W; SUPPL P/N: 53376; REFERENCE NO: 004.0773; SC A-B4-70-10; VENDORS ARE RESPONSIBLE FOR ENSURING THAT THEY ARE PERFORMING AGAINST THE CORRECT DRAWING REVISION NUMBER (IF APPLICABLE). | C&I | V1 | Each | 1 | 1 | 0
| 87 | No Material Number | Spraywater Control valve Contrac Unit | CONTROLLER, ELECTRONIC: TYPE: ABB CONTRAC XEBN 853H; POTENTIAL: 190-260VAC 1 PH; OUTPUT: 4-20 MA; INPUT: 4-20 MA; CLASSIFICATION: IP66 IN ACCORDANCE WITH IEC 60529 / EN 60529; MOUNTING: VERTICAL MOUNTING PLATE, LATERAL CABLE GLAND, LEFT; RANGE: 0-100 PCT; POWER: 780W; OPERATING TEMPERATURE: -25 TO +55 DEGC; OEM P/N: XEBN 853H; F-NR; 68853V205341; SERIAL NR: 3K650000709223; SOFTWARE VERSION 2,04; REFERENCE NO: 016078 AND 023872; APPLICATION: USED ON SPRAYWATER CONTROL VALVES WITH ABB ACTUATOR TYPE XRSD 100-1,5/150 | C&I | V1 | Each | 1 | 1 | 0
| 88 | 639036 | MODULE:RELAY;I/P 4-20 MA;O/P 250 VAC | MODULE: TYPE: RELAY; INPUT: 4-20 MA; OUTPUT: 250 VAC; APPLICATION: SWITCHGEAR PROTECTION; SPECIFICATION: MICOM P139 | SWG | V1 | Each | 1 | 1 | 0
| 89 | 641422 | AMPLIFIER:FLOW SENSOR;I/P 115-230 VAC;60 | AMPLIFIER: TYPE: FLOW SENSOR; INPUT: 115-230 VAC; OUTPUT: (2) RELAY/CHANGE OVER; POWER: 60 W; POTENTIAL: 230 V; REFERENCE NO: SKZ400WR; VENDORS ARE RESPONSIBLE FOR ENSURING THAT THEY ARE PERFORMING AGAINST THE CORRECT DRAWING REVISION NUMBER (IF APPLICABLE). | TRF | V1 | Each | 1 | 1 | 0
| 90 | 641676 | MODULE:DISPLAY KEYBOARD | MODULE: TYPE: DISPLAY KEYBOARD; APPLICATION: FOR PREPERERCED DOOR (WITH CHLORIDE INDUSTRIAL SYSTEM) UPS; SUPPL P/N: 5911390000; DRAWING NO: 10KVA (DT320876); 20KVA (DT320878); 30KVA WTP UPS | TGN | V1 | Each | 1 | 1 | 0
| 91 | 642574 | CONTROLLER:INDUSTRIAL;4-20 MA;I/P 4-20 | CONTROLLER: TYPE: INDUSTRIAL; RANGE: 4-20 MA; RATING: 90-250 V AC; INPUT: 4-20 MA; MANUF P/N: KS90-110-00090-DA0; VENDORS ARE RESPONSIBLE FOR ENSURING THAT THEY ARE PERFORMING AGAINST THE CORRECT DRAWING REVISION NUMBER (IF APPLICABLE). | C&I | V1 | Each | 1 | 1 | 0
| 92 | 643803 | MODULE:INTERFACE;I/P 3PH 360-460V 304.1A | MODULE: TYPE: INTERFACE; INPUT: 3PH 360-460V 304.1A; OUTPUT: 230-400VAC/DC 116A; APPLICATION: STATION 2 C AND I UPS; COMMERCIAL SIZE: 80 KVA; SUPPL P/N: 5911240000; DRAWING NO: CP70Z1L-582622; REFERENCE NO: L12-0040; INCA-00 NUMERIC INTERFACE APODYS CHARGER 3 PHASES DT 321 406 | C&I | V1 | Each | 1 | 1 | 0
| 93 | 645204 | CNTRLR ELECTRNC:PROGRAMMABLE | CONTROLLER, ELECTRONIC: TYPE: PROGRAMMABLE; SUPPL P/N: CPM1A-20CDR-A | C&I | V1 | Each | 1 | 1 | 0
| 94 | 645958 | MODULE:ISOLATED INPUT;FEEDWATER SYSTEM | MODULE: TYPE: ISOLATED INPUT; APPLICATION: FEEDWATER SYSTEM; SUPPL P/N: 1794-IF4I | FWS | V1 | Each | 1 | 1 | 0
| 95 | 645959 | MODULE:OUTPUT;FEEDWATER SYSTEM | MODULE: TYPE: OUTPUT; APPLICATION: FEEDWATER SYSTEM; SUPPL P/N: 1794-OF41 | FWS | V1 | Each | 1 | 1 | 0
| 96 | 646143 | MODULE:CLOCK | MODULE: TYPE: CLOCK; SUPPL P/N: RS232-TXD8 | C&I | V1 | Each | 1 | 1 | 0
| 97 | 646147 | MODULE:CLOCK | MODULE: TYPE: CLOCK; SUPPL P/N: RS422 | C&I | V1 | Each | 1 | 1 | 0
| 98 | 648984 | MODULE:RELAY;I/P 24 VDC;24 V DC | MODULE: TYPE: RELAY; INPUT: 24 VDC; POWER SOURCE: 24 V DC; APPLICATION: PLC INTERFACE; DIMENSIONS: WD 6.2 X HT 80 X DP 94 MM; MANUF P/N: 2966540; REFERENCE NO: PLC-RSP-24DC/21AU; 9 MA; 1 PDT, SINGLE CONTACT | C&I | V1 | Each | 1 | 1 | 0
| 99 | 648985 | MODULE:RELAY;24 V DC;PLC | MODULE: TYPE: RELAY; POWER SOURCE: 24 V DC; APPLICATION: PLC; DIMENSIONS: WD 14 X HT 80 X DP 94 MM; MANUF P/N: 2967060; REFERENCE NO: PLC-RSC-24DC/21-21; AMBIENT TEMPERATURE -40 TO 60 DEG C - OPERATION | C&I | V1 | Each | 1 | 1 | 0
| 100 | 648986 | MODULE:RELAY;24 V DC;PLC INTERFACE | MODULE: TYPE: RELAY; POWER SOURCE: 24 V DC; APPLICATION: PLC INTERFACE; DIMENSIONS: WD 6.2 X HT 80 X DP 94 MM; MANUF P/N: 2900299; REFERENCE NO: PLC-RPIT-24DC/21; 1 PDT; SINGLE CONTACT; AMBIENT TEMPERATURE OPERATION -40 TO 60 DEG C | C&I | V1 | Each | 1 | 1 | 0
| 101 | 648990 | POWER SUPPLY:I/P 4-20 MA;24 VDC;4-20 MA | POWER SUPPLY: INPUT: 4-20 MA; OUTPUT VOLTAGE: 24 VDC; OUTPUT CURRENT: 4-20 MA; DIMENSIONS: WD 6.2 X HT 93.1 X DP 102.5 MM; TYPE: REPEATER; MANUF P/N: 2810230; REFERENCE NO: MINI MCR-SL-RPSS-I-I-SP; IP20; AMBIENT TEMPERATURE OPERATION -20 TO 60 DEG C; AMBIENT TEMPERATURE STORAGE/TRANSPORT -40 TO 85 DEG C; WITH SPRING CAGE CONNECTION; CERTIFICATE OF CLASSIFICATION DNV GL TAA00000N1 | C&I | V1 | Each | 1 | 1 | 0
| 102 | 649130 | POWER SUPPLY:I/P 770 W;200-240 V;4 A | POWER SUPPLY: INPUT: 770 W; OUTPUT VOLTAGE: 200-240 V; OUTPUT CURRENT: 4 A; APPLICATION: PRIMERGY RX200/S6; TYPE: DUAL SOCKET RACK SERVER; MANUF P/N: DPS-770BB-A; RATED FREQUENCY RANGE 50-60 HZ; ACTIVE POWER MIN PER SYSTEM UNIT 178W; ACTIVE POWER MAX PER SYSTEM UNIT 549W; APPARENT POWER MAX PER SYSTEM UNIT 557 VA; POWER SUPPLY EFFICIENCY 8 PCT | C&I | V1 | Each | 1 | 1 | 0
| 103 | 653929 | DRIVER:PROPORTIONAL VALVE | DRIVER: TYPE: PROPORTIONAL VALVE; MANUF P/N: PVD3D1R; OPERATING VOLTAGE 9-35VDC; MAXIMUM OUTPUT CURRENT 3A; OPERATING TEMPERATURE -40 TO 75 DEG C; INPUT SIGNALS 4-20MA; INCLUDES ONE PWM SOLENOID OUTPUT; VENDORS ARE RESPONSIBLE FOR ENSURING THAT THEY ARE PERFORMING AGAINST THE CORRECT DRAWING REVISION NUMBER (IF APPLICABLE). | COA | V1 | Each | 1 | 1 | 0
| 104 | 653933 | DRIVER:PROPORTIONAL VALVE | DRIVER: TYPE: PROPORTIONAL VALVE; MANUF P/N: PVD3D2R; OPERATING VOLTAGE 9-35 VDC; MAXIMUM OUTPUT CURRENT 3A; OPERATING TEMPERATURE -40 TO 75 DEG C; INPUT SIGNALS 4-20 MA; INCLUDES TWO PWM SOLENOID OUTPUTS; OR COAL STACKER SLEWING HYDRAULIC SYSTEM; VENDORS ARE RESPONSIBLE FOR ENSURING THAT THEY ARE PERFORMING AGAINST THE CORRECT DRAWING REVISION NUMBER (IF APPLICABLE). | COA | V1 | Each | 1 | 1 | 0
| 105 | 654329 | MODULE COMM:DVI-VISION FIBER COMPUTER | MODULE, COMMUNICATION: TYPE: DVI-VISION FIBER COMPUTER; APPLICATION: RECEIVER MODULE IN BPS SYSTEM; MANUF P/N: MC2ARU2C0N; RJ45 SOCKET; D-SUB HD 15 SOCKET; PS/2 SOCKET; USB-B SOCKET; 3.5MM JACK PLUG; CURRENT CONSUMPTION AT 100V: 310MA AT 240V; 160MA; TEMPERATURE RANGES: OPERATION 5-45 DEG C; STORAGE 10-55 DEG C; <85% AIR MOISTURE; POWER CONSUMPTION MAX AT 100VAC; 24.6W AT 240VAC; 24.4W AT 12VDC 19.9W; INTERNAL POWER PACK IEC PLUG AC 100-240V/50-60HZ; REDUNDANT 12VDC, 5A | C&I | V1 | Each | 1 | 1 | 0
| 106 | 654336 | MODULE COMM | MODULE, COMMUNICATION: TYPE: DVI-VISION FIBER COMPUTER RECEIVER; APPLICATION: TRANSMITTER MODULE IN BPS SYSTEM; MANUF P/N: MC2ARU2CPU; CURRENT CONSUMPTION AT 100V: 410MA AT 240V: 200MA; TEMPERATURE RANGES: OPERATION 5-45 DEG C; STORAGE 10-55 DEG C; <85% AIR MOISTURE; POWER CONSUMPTION MAX AT 100VAC: 10.2W AT 240VAC; 10.8W AT 12VDC: 7.3W | C&I | V1 | Each | 1 | 1 | 0
| 107 | 656174 | MODULE:CONTROLLER;I/P 20-30 VDC;O/P 24 | MODULE: TYPE: CONTROLLER; INPUT: 20-30 VDC; OUTPUT: 24 VDC; POWER SOURCE: 24 V DC; APPLICATION: HART ON AH115/1H115B/AH125; MANUF P/N: E52C0204100; REFERENCE NO: MZ324; INTERNAL PROCESS VOLTAGE; THE PINS P1,P2,P5,P6 OF THE DAUGHTER BOARD ARE PLUGGED RESPECTIVIELY ON M1,M2,M3,M4 OF THE MOTHER BOARD; EXTERNAL PROCESS VOLTAGE THE PINS P3,P4,P7,P8 OF THE DAUGHTER BOARD ARE PLUGGED RESPECTIVELY ON M3,M4,M5,M6 OF THE MOTHER BOARD | C&I | V1 | Each | 1 | 1 | 0
| 108 | 656179 | POWER SUPPLY:I/P 100-240 VAC;24 VDC;1 A | POWER SUPPLY: INPUT: 100-240 VAC; OUTPUT VOLTAGE: 24 VDC; OUTPUT CURRENT: 1 A; DIMENSIONS: WD 22.5 X HT 99 X DP 114.5 MM; TYPE: MINI; MOUNTING: HORIZONTAL DIN RAIL NS 35; MANUF P/N: MINI-PS-100-240AC/24DC/1; IP20; AMBIENT TEMPERATURE OPERATION -25 TO 70 DEG C; PLUGGABLE SCREW CONNECTION; PRIMARY SWITCH MODE; SLIM DESIGN | C&I | V1 | Each | 1 | 1 | 0
| 109 | 659173 | CONVERTER:FIBER OPTIC;I/P 24 VDC | CONVERTER: TYPE: FIBER OPTIC; INPUT: 24 VDC; OUTPUT: 5VDC 50MA; APPLICATION: PROFIBUS UP TO 12 MBPS; MANUF P/N: 2708559; REFERENCE NO: L0805230; PSI-MOS-PROFIB/FO 1300 E; IP20; AMBIENT TEMPERATURE OPERATION -20 TO 60 DEG C; WD 35 X HT 99 X DP 105MM; DEVICES CONVERT COPPER BASED PROFIBUS DP INTERFACES TO FIBER OPTICS | C&I | V1 | Each | 1 | 1 | 0
| 110 | 659191 | MODULE:SINGLEMODE ESC PORT MEDIA | MODULE: TYPE: SINGLEMODE ESC PORT MEDIA; APPLICATION: MODULAR, MANAGED, INDUSTRIAL WORKGROUP SWITCH MACH102; COMMERCIAL SIZE: WD 138 X HT 90 X DP 42 MM; MANUF P/N: M1-8SM-SC; REFERENCE NO: 943 970-201; L0607010; 8 X 100 BASE FX; POWER CONSUMPTION 10W; OPERATING TEMPERATURE 0 TO 50 DEG C; IP20 | C&I | V1 | Each | 1 | 1 | 0
| 111 | 660495 | MODULE:RECTIFIER DIODE | MODULE: TYPE: RECTIFIER DIODE; MANUF P/N: DD89N; SCREW DEPTH MAX 9MM | EXC | V1 | Each | 1 | 1 | 0
| 112 | 661243 | MODULE COMM:48530001 | MODULE, COMMUNICATION: TYPE: MULTI FLUIDS PULSE CONCENTRATOR; REFERENCE NO: E52Q0006550; 48530001; ANALOG INPUT 25MA; COMMUNICATION TYPE RS485; | C&I | V1 | Each | 1 | 1 | 0
| 113 | 661272 | POWER SUPPLY:I/P 200-240V 4A;12 V;32 A | POWER SUPPLY: INPUT: 200-240V 4A; OUTPUT VOLTAGE: 12 V; OUTPUT CURRENT: 32 A; TYPE: SERVER PSU; MANUF P/N: S26113-E570-V50; 450W | C&I | V1 | Each | 1 | 1 | 0
| 114 | 661359 | POWER SUPPLY:I/P 100-240 VAC;13.8 V;3.5 | POWER SUPPLY: INPUT: 100-240 VAC; OUTPUT VOLTAGE: 13.8 V; OUTPUT CURRENT: 3.5 A; DIMENSIONS: WD 97 X LG 159 X HT 38 MM; TYPE: 55W SINGLE OUTPUT; MANUF P/N: AD-55A; WITH BATTERY CHARGER(UPS FUNCTION) | C&I | V1 | Each | 1 | 1 | 0
| 115 | 661362 | POWER SUPPLY:I/P 100-240 VAC;12 V;3 A | POWER SUPPLY: INPUT: 100-240 VAC; OUTPUT VOLTAGE: 12 V; OUTPUT CURRENT: 3 A; DIMENSIONS: WD 97 X LG 99 X HT 36 MM; TYPE: 35W SINGLLE OUTPUT SWITCHING; MANUF P/N: NES-35-12 | C&I | V1 | Each | 1 | 1 | 0
| 116 | 661390 | MODULE COMM:ETHERNET SERVER ADAPTER | MODULE, COMMUNICATION: TYPE: ETHERNET SERVER ADAPTER; MANUF P/N: L0103950; REFERENCE NO: I350; CONNECTOR RJ45 (COPPER), LC FIBER - OPTIC FIBER; DATA RATE SUPPORTED PR ART 10/100/1000 MBPS(COPPER), 1000 MPBS (FIBER) | C&I | V1 | Each | 1 | 1 | 0
| 117 | 661398 | MODULE COMM:ETHERNET INTEL PRO | MODULE, COMMUNICATION: TYPE: ETHERNET INTEL PRO; MANUF P/N: L0103840; 100/S WITH 3 ETH PORTS | C&I | V1 | Each | 1 | 1 | 0
| 118 | 661409 | POWER SUPPLY:I/P 100-240 VAC;12 VDC;20 A | POWER SUPPLY: INPUT: 100-240 VAC; OUTPUT VOLTAGE: 12 VDC; OUTPUT CURRENT: 20 A; DIMENSIONS: WD 115 X HT 130 X DP 152.5 MM; MOUNTING: DIN RAIL; MANUF P/N: U0710020; REFERENCE NO: TRIO-PS/1AC/24VDC/20; 2866381; IP20; AMBIENT TEMPERATURE -25 TO 70 DEG C (OPERATION) | C&I | V1 | Each | 1 | 1 | 0
| 119 | 663788 | AMPLIFIER:PROPORTIONAL CONTROL CARD;24 | AMPLIFIER: TYPE: PROPORTIONAL CONTROL CARD; INPUT: 0-5 VDC; OUTPUT: 0.8-1.2 A; POWER: 24 VDC; MANUF P/N: V0006227553; MODEL NO: SDFSADF; DIMENSIONS WD 39 X LG 20 X HT 124MM; FOR ASH STACKER LUFFING HYDRAULIC MOTOR; VENDORS ARE RESPONSIBLE FOR ENSURING THAT THEY ARE PERFORMING AGAINST THE CORRECT DRAWING REVISION NUMBER (IF APPLICABLE). | MAP | V1 | Each | 1 | 1 | 0
| 120 | 663789 | AMPLIFIER:CONTROL CARD;I/P 20-40 V;24 | AMPLIFIER: TYPE: CONTROL CARD; INPUT: 20-40 V; OUTPUT: 0-2 V; POWER: 24 VDC; MANUF P/N: EEA PAM 523 A32; WD 40 X LG 175 X HT 128MM; FOR ASH STACKER LUFFING FLOW CONTROL VALVE; INCLUDING F32 CARD HOLDER; VENDORS ARE RESPONSIBLE FOR ENSURING THAT THEY ARE PERFORMING AGAINST THE CORRECT DRAWING REVISION NUMBER (IF APPLICABLE). | MAP | V1 | Each | 1 | 1 | 0
| 121 | 664255 | MODULE:EQ3730EDIO;I/P 24 VDC;3 W | MODULE: TYPE: 8 CHANNEL ENHANCED DISCRETE I/O; INPUT: 24 VDC; OUTPUT: 2A AT 30VDC; POWER SOURCE: 3 W; OEM P/N: EQ3730EDIO | C&I | V1 | Each | 1 | 1 | 0
| 122 | 664259 | CNTRLR ELECTRNC:EAGLE QUANTUM PREMIER;24 | CONTROLLER, ELECTRONIC: TYPE: EAGLE QUANTUM PREMIER; POTENTIAL: 24 VDC; OUTPUT: 1A AT 30VDC; INPUT: 24 VDC; POWER: 9 W; MANUF P/N: EQ3001DNST; DRY CONTACT RATING OUTPUT (8 RELAYS); SPDT; TWO STATE INPUTS (ON/OFF) | C&I | V1 | Each | 1 | 1 | 0
| 123 | 664705 | POWER SUPPLY:I/P 220-240 V;24 V;10 A | POWER SUPPLY: INPUT: 220-240 V; OUTPUT VOLTAGE: 24 V; OUTPUT CURRENT: 10 A; APPLICATION: FIRE SYSTEM; TYPE: BATTERY CHARGER; MANUF P/N: A36D-10-24V-513L1-12L | C&I | V1 | Each | 1 | 1 | 0
| 124 | 665112 | MODULE:OPERATING;COAL, ASH MASS METER | MODULE: TYPE: OPERATING; APPLICATION: COAL, ASH MASS METER; SPECIFICATION: 60-12CSA; SUPPL P/N: XR462085 | COA | V1 | Each | 1 | 1 | 0
| 125 | 665920 | MODULE:FLEX I/O;I/P 0-20 MA | MODULE: TYPE: FLEX I/O; INPUT: 0-20 MA; POWER SOURCE: 19.2-31.2 V DC; MANUF P/N: 1794-IF41 A; REFERENCE NO: 66578602; FLEXBUS 5VDC (55MA); TEMPERATURE RATING -20 TO 50 DEG C; TCODE T4A(PLANT 5170) | TGN | V1 | Each | 1 | 1 | 0
| 126 | 666457 | MODULE:MULTIMODE DSC PORT MEDIA | MODULE: TYPE: MULTIMODE DSC PORT MEDIA; APPLICATION: MODULAR MANAGED SWITCH MACH102; COMMERCIAL SIZE: WD 138 X HT 90 X DP 42 MM; MANUF P/N: M1-8MM-SC; REFERENCE NO: 943 970-101; 8 X 100 BASE FX; POWER CONSUMPTION 10W; OPERATING TEMPERATURE 0 - TO 50 DEG C; IP20; CLASS A | C&I | V1 | Each | 1 | 1 | 0
| 127 | 666460 | MODULE COMM:ETHERNET MACH 100 MEDIA | MODULE, COMMUNICATION: TYPE: ETHERNET MACH 100 MEDIA; APPLICATION: MODULAR MANAGED SWITCH MACH100 10/100 BASE-TX; MANUF P/N: M1-8TP-RJ45; SUPPL P/N: 943 970-001; POWER CONSUMPTION 2W; OPERATING TEMPERATURE 0 TO 50 DEG C; IP20; WD 138 X HT 90 X DP 42 MM; EN 55022 CLASS A | C&I | V1 | Each | 1 | 1 | 0
| 128 | 667356 | MODULE:PUMP CONTROL CARD;I/P 4-20 MA | MODULE: TYPE: PUMP CONTROL CARD; INPUT: 4-20 MA; OUTPUT: 200-650 MA; POWER SOURCE: 24 V DC; APPLICATION: ASH STACKER CRAWLER HPU; MANUF P/N: GB-HVZ/1A-HA/BBC; REFERENCE NO: 125627-A | MAP | V1 | Each | 1 | 1 | 0
| 129 | 669279 | MODULE:AMPLIFIER;I/P 0-20 MA;O/P 4-20 MA | MODULE: TYPE: AMPLIFIER; INPUT: 0-20 MA; OUTPUT: 4-20 MA; DIMENSIONS: WD 114 X HT 105 X DP 45 MM; COMMERCIAL SIZE: WD 114 X HT 105 X DP 45 MM; MANUF P/N: 6D6332D22-AA | C&I | V1 | Each | 1 | 1 | 0
| 130 | 670075 | MODULE:ELT BLOCKED CHUTE;24 V DC | MODULE: TYPE: ELT BLOCKED CHUTE; POWER SOURCE: 24 V DC; APPLICATION: ELT BLOCKED CHUTE DETECTOR; MANUF P/N: P07009G4; REFERENCE NO: 140494; WITH ADJUSTABLE DELAY FUNCTION; USED ON ASH CONVEYOR BELT PROTECTION | MAP | V1 | Each | 1 | 1 | 0
| 131 | 671012 | CNTRLR ELECTRNC:DIGITAL TEMPERATURE;250 | CONTROLLER, ELECTRONIC: TYPE: DIGITAL TEMPERATURE; POTENTIAL: 250 V; OUTPUT: 10 A; INPUT: 6 A; CLASSIFICATION: IP20; MOUNTING: DIN RAIL; MANUF P/N: DDTC 24VDC; CONTACT 2 X 6A SPDT; OPERATING TEMPERATURE -10 TO 50 DEG C; DIMENSIONS: WD 36 X HT 92 X DP 64 MM; FOR USE AT WATERPLANT | WAT | V1 | Each | 1 | 1 | 0
| 132 | 671056 | UNIT CTRL:SENSOR GUARD;220 VAC;PANEL | UNIT, CONTROL: TYPE: SENSOR GUARD; SUPPLY: 220 VAC; INPUT: 110/220 VAC; OUTPUT: 7.5-15 VDC; MOUNT: PANEL; MANUF P/N: 20351129; TEMPERATURE RANGE -20 TO 50 DEG C; OUTPUT CONTACTS RIP STOP, FAIL STOP AND AUXLIARIES; DIMENSIONS WD 305 X HT 457 X DP 184 MM; FOR USE ON COAL AND ASH PLANT | COA | V1 | Each | 1 | 1 | 0
| 133 | 671058 | CONTROLLER:METAL DETECTION;1-100 PCT | CONTROLLER: TYPE: METAL DETECTION; RANGE: 1-100 PCT; RATING: 220 V; APPLICATION: SY2A/B CONVEYORS; MOUNTING: INSIDE PANEL; MANUF P/N: METASEARCH4; SOLID STATE USER INTERFACE WITH LCD SCREEN; FACILITY TO ACCEPT THE SIGNAL FROM A BELT SPLICE PICK-UP; INCLUDES 3 X TRAIP RELAYS AND LED INDICATORS; INCLUDES FAULT/TRIGGER RELAY AND LED INDICATOR; METAL DETECTION CONTROLLER CONNECTION POSSIBLE WITH POWDER MARKER SYSTEM; VENDORS ARE RESPONSIBLE FOR ENSURING THAT THEY ARE PERFORMING AGAINST THE CORRECT DRAWING REVISION NUMBER (IF APPLICABLE). | COA | V1 | Each | 1 | 1 | 0
| 134 | 671861 | MODULE:750-452;INPUT ANALOG | MODULE: TYPE: INPUT ANALOG; APPLICATION: GH180 VSD WAGO I/O MODULE; OEM P/N: 750-452 | C&I | V1 | Each | 1 | 1 | 0
| 135 | 674847 | MODULE:2 WIRC;O/P 4-20 MA;24 V DC | MODULE: TYPE: 2 WIRC; OUTPUT: 4-20 MA; POWER SOURCE: 24 V DC; REFERENCE NO: Z015-909/01 | C&I | V1 | Each | 1 | 1 | 0
| 136 | 674858 | CONTROLLER:SD6332D22-AA#1;0-1.8 A;IP30 | CONTROLLER: TYPE: SD6332D22-AA#1; RANGE: 0-1.8 A; RATING: IP30; APPLICATION: HP BYOASS VALVE; OUTPUT: 30 VDC; MOUNTING: DIN RAIL; INPUT: 1.8 A; VENDORS ARE RESPONSIBLE FOR ENSURING THAT THEY ARE PERFORMING AGAINST THE CORRECT DRAWING REVISION NUMBER (IF APPLICABLE). | C&I | V1 | Each | 1 | 1 | 0
| 137 | 675440 | AMPLIFIER:SWITCHING, 2 CHANNEL ISOLATING | AMPLIFIER: TYPE: SWITCHING, 2 CHANNEL ISOLATING; INPUT: NAMUR EN 60947-5-6; OUTPUT: 2 NO RELAYS; POWER: 3 W; POTENTIAL: 20-250 VAC OR 20-125 VDC; CURRENT: 2 AMP; SUPPL P/N: IM1-22EX-R; THE OUTPUT CIRCUIT FEATURES 2 RELAYS; EACH WITH 1 NO CONTACT; ATEX CERTIFIED; IDENTIFICATION NUMBER: 7541231; PROTECTION CLASS: IP20; VENDORS ARE RESPONSIBLE FOR ENSURING THAT THEY ARE PERFORMING AGAINST THE CORRECT DRAWING REVISION NUMBER (IF APPLICABLE). | COA | V1 | Each | 1 | 1 | 0
| 138 | 675635 | AMPLIFIER:2 CHANNEL ISOLATING SWITCHING | AMPLIFIER: TYPE: 2 CHANNEL ISOLATING SWITCHING; INPUT: NAMUR EN 60947-5-6; OUTPUT: 2 NO RELAYS; POWER: 3 W; POTENTIAL: 20-250 VAC OR 20-125 VDC; CURRENT: 2 AMP; OEM P/N: IMI-22EX-R; THE OUTPUT CIRCUITS FEATURE 2 RELAYS; EACH WITH 1 NO CONTACT; ATEX CERTIFIED; IDENTIFICATION NUMBER: 7541231; PROTECTION CLASS: IP20; VENDORS ARE RESPONSIBLE FOR ENSURING THAT THEY ARE PERFORMING AGAINST THE CORRECT DRAWING REVISION NUMBER (IF APPLICABLE). | COA | V1 | Each | 1 | 1 | 0
| 139 | 675636 | CONVERTER SGNL:ISOLATED;I/P RS232 | CONVERTER, SIGNAL: TYPE: ISOLATED; INPUT: RS232; OUTPUT: RS485; POWER SOURCE: 12VAC 24VDC; APPLICATION: MEDUPI COAL STOCKYARD GPS SYSTEM MAIN PANEL; MOUNT: DIN RAIL; SPECIFICATION: HD67118; SUPPL P/N: HD67118; ELECTRICAL ISOLATION BETWEEN RS232C AND RS485; MAX BAUD RATE: 115.200 BPS; DIMENSION 120 X 107 X 23 MM | COA | V1 | Each | 1 | 1 | 0
| 140 | 677893 | MODULE:REVERSE ROTATION MONITOR | MODULE: TYPE: REVERSE ROTATION MONITOR; MANUF P/N: PSM 1130/5 | SWG | V1 | Each | 1 | 1 | 0
| 141 | 688389 | CNTRLR ELECTRNC:UNIT;24 VDC;DIN RAIL | CONTROLLER, ELECTRONIC: TYPE: UNIT; POTENTIAL: 24 VDC; OUTPUT: 7.5A (MAXIMUM 2.5A PER OUTPUT CHANNEL AT 24V); INPUT: 8A @ 24VDC; CLASSIFICATION: NON-RATED DESIGNED FOR ASH PLANT OPERATION; MOUNTING: DIN RAIL; RANGE: 12-24 VDC; CURRENT: 9A @ 24VDC OR 4.5 @ 12VDC; POWER: 95W (AT 12VDC) OR 190W (AT 24VDC); OEM P/N: ISVC-02-MEDUPI | DST | V1 | Each | 1 | 1 | 0
| 142 | 690211 | POWER SUPPLY:I/P 85 TO 264 VAC;24 VDC;21 | POWER SUPPLY: INPUT: 85 TO 264 VAC; OUTPUT VOLTAGE: 24 VDC; OUTPUT CURRENT: 21 A; APPLICATION: EXCITATION HVAC LCP; TYPE: SWITCH MODE; MOUNTING: PANEL; MANUF P/N: PMC-24V050W1AA | C&I | V1 | Each | 1 | 1 | 0
| 143 | 692480 | CNTRLR ELECTRNC:CONTROLLER;240 VAC;IP 66 | CONTROLLER, ELECTRONIC: TYPE: CONTROLLER; POTENTIAL: 240 VAC; INPUT: 240 VAC; SPECIFICATION: IP 66; REFERENCE NO: P0903055; SUPPLIER:STI; SERIAL NO: P0903055; PLEASE SUPPLY AND DELIVER THE FOLLOWING STI SMART TRACK CONTROLLER; SERIAL NO P0900024V TAG 29799; SUPPLY VOLTAGE 240 VAC; FREQUENCY 50-60HZ; ABIENT TEMPERATURE -20 TO T0 DEGREES CELCIUS; THE CONTROLLER ENCLOSURE IS RATED FOR NEMA4X / IP66 ENVIRONMENT; INSIDE CONTROLLER BOX THREE ELECTRONIC BOARDS ARE MOUNTED; THE FIRST ONE IS MOUNTED ON THE CONTROLLER COVER AND IT IS CALLED :DISPLAY BOARD" (STI P/N 64037); THE SECOND ONE IS MOUNTED ON THE BOTTOM OF THE CONTROLLER'S BOX AND IS CALLED ''POWER BOARD:(STI P/N 64038); THE 3RD ONE IS THE DRIVER IF THE HYDRAULIS PROPORTIONAL VALUE AND IT IS PLUGGED IN TO POWER BOARD (P/N CS05032BT) | C&I | V1 | Each | 1 | 1 | 0
| 144 | 693583 | MODULE:ZB10EBST18-A;CROWBAR FIRING UNIT | MODULE: TYPE: CROWBAR FIRING UNIT; OEM P/N: ZB10EBST18-A; DRAWING NO: WE4-101104-49 REV 0 | C&I | V1 | Each | 1 | 1 | 0
| 145 | 694121 | CNTRLR ELECTRNC:24VAC; 26VDC;O/P 10/100 | CONTROLLER, ELECTRONIC: TYPE: MULTI-EQUIPMENT CONTROL AND INTEGRATION; POTENTIAL: 24VAC; 26VDC; OUTPUT: 10/100 MB; INPUT: 25 PCT; MOUNTING: BASE; POWER: 10 W; SUPPL P/N: ME-LGR25 | C&I | V1 | Each | 1 | 1 | 0
| 146 | 699134 | MODULE:AL.BR.1794-AENT | MODULE: TYPE: AL.BR.1794-AENT; APPLICATION: VORECON ETHERNET ADAPTOR; OEM P/N: AL.BR.1794-AENT; ALLEN-BRADLEY INTERFACE MODULE (ETHERNET ADAPTER) REF NO: TCR204.007 859 0; USED ON VORECON LAC11/12/13 AP010 MK01 | FWS | V1 | Each | 1 | 1 | 0
| 147 | 699135 | MODULE:ANALOG I/O;VORECON VEHS | MODULE: TYPE: ANALOG I/O; APPLICATION: VORECON VEHS; ALLANALOG INPUT/OUTPUT MODULE; REF NO: TCR204.001 872 00; USED ON VORECON LAC11/12/13 AP010 MK01 | C&I | V1 | Each | 1 | 1 | 0
| 148 | 700205 | MODULE:DIGITAL I/O;VORECON CONTROL | MODULE: TYPE: DIGITAL I/O; APPLICATION: VORECON CONTROL; OEM P/N: AL.BR.1794-IB 16XOB16P; REFERENCE NO: TCR204.003 561 10; DIGITAL INPUT/OUTPUT MODULE; USED ON VORECON LAC11/12/13 AP010 MK01 | FWS | V1 | Each | 1 | 1 | 0
| 149 | 700208 | MODULE:DIGITAL OUTPUT;VORECON CONTROL | MODULE: TYPE: DIGITAL OUTPUT; APPLICATION: VORECON CONTROL; OEM P/N: AL.BR.1794-OB8EP; ALLEN-BRADLEY DIGITAL OUTPUT MODULE; USED ON VORECON LAC11/12/13 AP010 MK01 | FWS | V1 | Each | 1 | 1 | 0
| 150 | 700628 | POWER SUPPLY:I/P 24 VDC;24 V;30 W | POWER SUPPLY: INPUT: 24 VDC; OUTPUT VOLTAGE: 24 V; OUTPUT CURRENT: 30 W; APPLICATION: TUBE LEAK DETECTION SYSTEM; CLASSIFICATION: HARSH AND DUSTY INVIRONMENT IN THE ENCLOSURE; TYPE: UNO PHOENIX CONTACT; MOUNTING: DIN RAIL; SUPPL P/N: 2902991; MODULE POWER SUPPLY; MAKE PHOENIX CONTACT; UNO POWER SUPPLY; ORDER CODE: 2902991; | C&I | V1 | Each | 1 | 1 | 0
| 151 | 704290 | MODULE:CUAL-11 CUDSMC ISOLATED;O/P 24 | MODULE: TYPE: CUAL-11 CUDSMC ISOLATED; INPUT: 80 / 300 VDC; OUTPUT: 24 VDC; DATASHEET IS REQUIRED; FOR USE AT COAL SILO C&I UPS APODYS2; DT321 478 SEARIAL NO: L12-0142 | C&I | V1 | Each | 1 | 1 | 0
| 152 | 706705 | MODULE:CUAL-11 CUDSMC;80 KVA | MODULE: TYPE: CUAL-11 CUDSMC; INPUT: 3 PH 360V - 460 304.1A; OUTPUT: 230 VDC 400VAC 116A; COMMERCIAL SIZE: 80 KVA; OEM P/N: 5911091100; FOR STATION 2 C&I UPS APODYS E; DT 321 406 SERIAL NO L12-0040 | C&I | V1 | Each | 1 | 1 | 0
| 153 | 706707 | MODULE:CUAL 11 CUDSMC;80 KVA | MODULE: TYPE: CUAL 11 CUDSMC; INPUT: 3 PH 360V - 460V 304.1 A; OUTPUT: 230 VDC 400 VAC 116A; COMMERCIAL SIZE: 80 KVA; FOR SUB WEST C&I UPS APODYS E; DT 321 407 SERIAL NO L12-0043 | C&I | V1 | Each | 1 | 1 | 0
| 154 | 706709 | MODULE:CUAL-11 CUDSMC;80 KVA | MODULE: TYPE: CUAL-11 CUDSMC; INPUT: 3 PH 360 - 460 304.1A; OUTPUT: 230 VDC 400VAC 116A; COMMERCIAL SIZE: 80 KVA; FOR UNIT 4 C&I UPS; DT 320 081 SERIAL NO: L10-2409 | C&I | V1 | Each | 1 | 1 | 0
| 155 | 706711 | MODULE:CUAL-11 CUDSMC | MODULE: TYPE: CUAL-11 CUDSMC; FOR UNIT 5 C&I UPS APODYS E; DT 321 405 SERIAL NO L12-0039 | C&I | V1 | Each | 1 | 1 | 0
| 156 | 706722 | MODULE:CUAL 11 CUDSMC | MODULE: TYPE: CUAL 11 CUDSMC; FOR STATION 1 C&I UPS 3&4 APODYS 2; DT 582 617 SERIAL NO L-16 1760 | C&I | V1 | Each | 1 | 1 | 0
| 157 | 706725 | MODULE:CUAL 11 CUDSMC | MODULE: TYPE: CUAL 11 CUDSMC; FOR STATION 1 C&I UPS 1&2 APODYS 2; DT 321 406 SERIAL NO L12-0041; DATASHEET IS REQUIRED; | C&I | V1 | Each | 1 | 1 | 0
| 158 | 706726 | MODULE:CUAL 11 CUDSMC | MODULE: TYPE: CUAL 11 CUDSMC; FOR 1; 2; 3 C&I UPS APODYS 2; DT 582 615 SERIAL NO L16-1644; DATASHEET IS REQUIRED | C&I | V1 | Each | 1 | 1 | 0
| 159 | 706905 | POWER SUPPLY:I/P 100-240 VAC;24 VDC;40 | POWER SUPPLY: INPUT: 100-240 VAC; OUTPUT VOLTAGE: 24 VDC; OUTPUT CURRENT: 40 AMP; DIMENSIONS: WD 122 X HT 130 X THK 125 MM; MOUNTING: DIN RAIL MOUNTING; OEM P/N: QUINT-PS/1AC/24DC/20; ORDER NO:2866776; FOR USE ON VORECON COUPLING LAC11/12/13 AP010 MK01 | FWS | V1 | Each | 1 | 1 | 0
| 160 | 706906 | POWER SUPPLY:I/P 24 VDC;24 VDC;2 AMP | POWER SUPPLY: INPUT: 24 VDC; OUTPUT VOLTAGE: 24 VDC; OUTPUT CURRENT: 2 AMP; DIMENSIONS: WD 70 X HT 118 X THK 87 MM; OEM P/N: 1769-PB2 | FWS | V1 | Each | 1 | 1 | 0
| 161 | 730772 | CNTRLR ELECTRNC:SPEED CONTROLLER;48 -253 | CONTROLLER, ELECTRONIC: TYPE: SPEED CONTROLLER; POTENTIAL: 48 -253 V; OUTPUT: 4-20 MA; INPUT: 0.001-5000 MHZ; CLASSIFICATION: IP67; MOUNTING: 35 MM DIN MOUNTING RAIL ACC. TO EN 60715:2001; RANGE: 0.001-5000 MHZ; CURRENT: 3 VA; SPECIFICATION: EN 60947-5-6 (NAMUR); SUPPL P/N: KFU8-UFC-EX1.D; UNIVERSAL USAGE AT DIFFERENT POWER SUPPLIES, INPUT FOR NAMUR SENSORS OR DRY CONTACTS | C&I | V1 | Each | 1 | 1 | 0
| 162 | 707264 | CONVERTER:KFU8-GUT-1.D;TEMPERATURE | CONVERTER: TYPE: KFU8-GUT-1.D; INPUT: 90V DC/253V AC; OUTPUT: 250 VAC/24 - 40VDC - 2A; APPLICATION: TEMPERATURE; SPECIFICATION: IEC 61508/61511; OEM P/N: KFUT-GUT-1.D; ANALOG INPUT; SIL2; 20 TO 90 VDC/48 TO 253 VAC; 2W-2; 5VA/2; 2W-3VA; RTD; PT100; IP20; TA;-20 TO 60 DEGREE C; 40X119 X 115MM; PEPPER L & FUCHS TEMPERATURE CONVERTER; INPUT (PT100-1000 & NI100-1000) THERMOCOUPLES AND POTENTIOMETER; OUTPUT: 3 OUTPUT - OUTPUT I; II (RELAYOUTPUT) & OUTPUT III (ANALOG CURRENT OUTPUT) | FUL | V1 | Each | 1 | 1 | 0
| 163 | 711918 | POWER SUPPLY:I/P 100-240 VAC;24 VDC;4 A | POWER SUPPLY: INPUT: 100-240 VAC; OUTPUT VOLTAGE: 24 VDC; OUTPUT CURRENT: 4 A; MOUNTING: DIN RAIL; MANUF P/N: 2938837; REFERENCE NO: MINI-PS-100-240AC/24DC/4; BURNER PANELS | C&I | V1 | Each | 1 | 1 | 0
| 164 | 715357 | MODULE:ETHERNET SWITCH;FAST ETHERNET | MODULE: TYPE: ETHERNET SWITCH; APPLICATION: FAST ETHERNET; SPECIFICATION: IEC : 61850-3 IEEE : 1613; SUPPL P/N: PM-7200-8SFP; OPTICAL FIBRE PORTS | C&I | V1 | Each | 1 | 1 | 0
| 165 | 719827 | BOARD PC:CIAT CONNECT 2 | BOARD, PRINTED CIRCUIT: TYPE: CIAT CONNECT 2; DATASHEET IS REQUIRED WITH QUOTATION; THE CONNECT TWO CONTROL MODULE CONSISTS OF ONE CONTROL AND DISPLAY PANEL FITTED ON THE UNIT; COMPATIBLE WITH AQUACIAT FREE COOLING; IT IS FITTED AS STANDARD ON WATER CHILLERS (OR WATER HEATER) EQUIPPED ONE OR TWO REFRIGERATED CIRCUIT AND SCROLL COMPRESSORS | C&I | V1 | Each | 1 | 1 | 0
| 166 | 725682 | MODULE COMM:03034KTQ;SWITCHPROCESSING | MODULE, COMMUNICATION: TYPE: SWITCHPROCESSING; APPLICATION: OTN; HARDWARE: CCT BOARD; OEM P/N: 03034KTQ; MODEL NO: TMB3EFS801; 8-PORT 100M FE | C&I | V1 | Each | 1 | 1 | 0
| 167 | 737789 | MODULE:EC BOS 8;24 VDC;WD 110 X LG 171.1 | MODULE: TYPE: EC BOS 8; POWER SOURCE: 24 VDC; APPLICATION: PROCESING PLANT DATA; DIMENSIONS: WD 110 X LG 171.1 MM; SPECIFICATION: ETHERNET OR WIRELESS; MANUF P/N: EC-NPB-ZWAVE, EC-NPB-SRM; 34 POINT IO; PROCESSOR TI AM3352 1000 MHZ ARM; CORTEX -A8; MEMORY 1 GB DDR3 SDRAM; EC-NET 4 4,1 OR LATER; EC-NET ACCESS 2.4.445 OR LATER; CONSUMPTION 24 VA (24 VAC) 24 W (24 VDC) | C&I | V1 | Each | 1 | 1 | 0
| 168 | No Material Number | AMPLIFIER:2 CHANNEL ISOLATING SWITCHING | AMPLIFIER: TYPE: PROPORTIONAL CONTROL CARD; INPUT: 12-30VDC; OUTPUT: 0.5-12.6 A; POWER: 24 VDC; MANUF P/N: EHCD-AM005XXXU; SPECIFICATION: HYDAC POWER AMPLIFIER DIGITAL, UNIVERSAL, UP TO 2 SOLENOIDS FOR DUAL-CHANNEL PRESSURE OR NEEDLE VALVE CONTROL; APPLICATION: FOR MILL GRINDER AND COUNTER PRESSURE CONTROL; VENDORS ARE RESPONSIBLE FOR ENSURING THAT THEY ARE PERFORMING AGAINST THE CORRECT DRAWING REVISION NUMBER AND THAT THE OPERATING/USER MANUAL IS PROVIDED | C&I | V1 | Each | 1 | 1 | 0
| 169 | No Material Number | HMI Screen used on the BFP vorecon control panel | DISPLAY UNIT: TYPE: TOUCH; SPECIFICATION: PANELVIEW PLUS 600 COLOR UNIT; SCREEN SIZE: 5,7 INCH WITH DISPLAY AREA 115W X 86H MM; DISPLAY TYPE: COLOR ACTIVE-MATRIX TFT; DISPLAY RESOLUTION: 20 X 240, 18 BIT COLOR GRAPHICS; APPLICATION: HMI SCREEN USED ON THE BFP VORECON PLC CONTROL PANEL; MANUF P/N: 2711P-K6C20D B | C&I | V1 | Each | 1 | 1 | 0
|  |  | TOTAL FOR RATE BASE "Supply and Delivery of Modules, Converters, Controllers and Power Supplies" (EXCLUDING VAT @15%) | [6 empty] | 0
Please Note: The contract is for 3 years and the quantities are provisional

## Quotes (hidden)
Item | Material | Material Short Description | Material Full Description | Lab Code | Material Type | Unit of Measure | Max | Required Quantity | Rate | Amount
1 | 213656 | MODULE:DIGITAL INPUT;24 V DC | MODULE: TYPE: DIGITAL INPUT; POWER SOURCE: 24 V DC; DIMENSIONS: WD 125 X LG 40 X HT 150 MM; MANUF P/N: TSXDEZ32D2; MATL:PLASTIC FINISH, CREAM COLOR | STP | V1 | Each | 1 | 5 | 11161.449 | 55807.245
2 | 234439 | MODULE PWR SUP:DC AUXILIARY;I/P 20 A | MODULE, POWER SUPPLY: TYPE: DC AUXILIARY; INPUT: 20 A; OUTPUT: 24 V; SUPPL P/N: 6EP1336-3BA00 | C&I | V1 | Each | 8 | 40 | 7677.358 | 307094.32
3 | 247484 | MODULE:SPEED MEASUREMENT | MODULE: TYPE: SPEED MEASUREMENT; MANUF P/N: C0407400; SUPPL P/N: MFC3000-STI300; (DSG-312-085; Q3:NSF:NC:0) | C&I | V1 | Each | 8 | 40 | 6173.336 | 246933.44
4 | 250170 | MODULE PWR SUP:TERMINAL;I/P 24 VDC 2 A | MODULE, POWER SUPPLY: TYPE: TERMINAL; INPUT: 24 VDC 2 A; OUTPUT: 30 VDC 2 A; MANUF P/N: X1006030; SPECIFICATION: C.O.C; Q4:NFC:NC:0; MODEL NO: MINI MCR-SL-PTB-SP; WITH SPRING-CAGE; INPUT VOLTAGE:POWER IN 1/2:20-30 VDC; OUTPUT VOLTAGE:POWER IN-(0.8 V); OUTPUT CURRENT:2 A MAX; TOTAL CURRENT:2 A,MAX.2A+0A/1.5A+0.5A/1A+1A; DEGREE OF PROTECTION:IP20; TEMPERATURE OPERATION:-20 DEG C TO +65 DEG C (-4 TO +149 DEG F); STORAGE:-40 TO +85 DEG C(-4 TO +185 DEG F); DIMENSIONS(WXHXD):-20; STRIPPING LENGTH SCREW CONNECTION:12 MM; SPRING-CAGE CONNECTION:8 MM; CURRENT: 2 A; POTENTIAL: 24 VDC | C&I | V1 | Each | 4 | 20 | 11802.869 | 236057.38
5 | 250191 | MODULE PWR SUP:ISOLATION;I/P 0-20 MA | MODULE, POWER SUPPLY: TYPE: ISOLATION; INPUT: 0-20 MA; OUTPUT: 0-20 MA; APPLICATION: REPEATER; MANUF P/N: X1006390; SPECIFICATION: C.O.C; Q4:NFC:NC:0; MODEL NO: MINI MCR-SL-RPS-1-1; VOLTS: 19.2-30VDC RATING: 600MW, TEMP.RANGE: OPERATING:-20 TO +60 DEG C STORAGE:-40 TO +85 DEG C, DIMENSIONS: WD 6.2 MM X HT 93.1 MM X DP 102.5 MM | C&I | V1 | Each | 5 | 25 | 26819.1 | 670477.5
6 | 250192 | MODULE PWR SUP:QUINT DIODE, REDUNDANCY | MODULE, POWER SUPPLY: TYPE: QUINT DIODE, REDUNDANCY; MANUF P/N: 2938963; SPECIFICATION: C.O.C; Q4:NFC:NC:0; MODEL NO: QUINT-DIODE/40; AMBIENT TEMPERATURE: OPERATION:-25 DEG C TO +70 DEG C STORAGE:-40 DEG C TO +85 DEG C HUMIDITY:>95PER | C&I | V1 | Each | 4 | 20 | 5859.516 | 117190.32
7 | 256387 | MODULE COMM:CONNECTION;I/P 24 VDC | MODULE, COMMUNICATION: TYPE: CONNECTION; INPUT: 24 VDC; APPLICATION: SIMATIC S7-400; PROCESSOR CP443-1;TO INDUSTRY ETHERN, VIA ISO, TCP/IP AND UDP; S7-COMM, FETCH/WRITE; SEND/RCV WITH & W/O RFC1006, MULTICAST, PROFINET IO-CONTROLLER, DHCP, SNMP V2, WEB; DIAGNOS, INITIALIZATION VIA LAN | C&I | V1 | Each | 5 | 25 | 301620.96 | 7540524
8 | 501470 | CARD:AMPLIFIER | CARD: TYPE: AMPLIFIER; FOR USE ON WELLAND AND TUXHORN HYDRAULIC DRIVE SYSTEM PROPORTIONAL VALVE DUV; VENDORS ARE RESPONSIBLE FOR ENSURING THAT THEY ARE PERFORMING AGAINST THE CORRECT DRAWING REVISION NUMBER (IF APPLICABLE). | PPS | PD | Each | 10 | 50 | 5905.25 | 295262.5
9 | 502223 | MODULE:BATTERY | MODULE: TYPE: BATTERY; MANUF P/N: 6EP1935-6MF01; FOR USE ON SIEMENS CONTROL CABINET | C&I | V1 | Each | 3 | 15 | 14577.485 | 218662.275
10 | 502227 | MODULE:DIAGNOSTIC | MODULE: TYPE: DIAGNOSTIC; MANUF P/N: 6EP1961-2BA00; FOR USE ON SIEMENS CONTROL CABINET | C&I | V1 | Each | 6 | 30 | 7455.825 | 223674.75
11 | 502235 | MODULE:USV | MODULE: TYPE: USV; MANUF P/N: 6EP1931-2EC21; FOR USE ON SIEMENS CONTROL CABINET | C&I | PD | Each | 2 | 10 | 8649.329 | 86493.29
12 | 571239 | MODULE:LOGO | MODULE: TYPE: LOGO; MANUF P/N: 6ED1062-1M000-0BA5 | C&I | V1 | Each | 2 | 10 | 19234.501 | 192345.01
13 | 571244 | MODULE:GPS TIMER | MODULE: TYPE: GPS TIMER; MANUF P/N: E52SPE; CAT NO: LINE 1-4; CLOCK 10/100 MBIT RJ45 PORTS 1-4 | C&I | V1 | Each | 4 | 20 | 39146.9 | 782938
14 | 571245 | MODULE:GPS CLOCK SERVER | MODULE: TYPE: GPS CLOCK SERVER; MANUF P/N: E52SPE; CAT NO: LINE 5-8; 10/100 MBIT RJ45 PORTS 5-8 | C&I | V1 | Each | 4 | 20 | 41104.7 | 822094
15 | 571246 | MODULE:ALSPA TIME SERVER | MODULE: TYPE: ALSPA TIME SERVER; MANUF P/N: M900 | C&I | V1 | Each | 4 | 20 | 23920 | 478400
16 | 571247 | MODULE:CLOCK SCV MULTIPLIER | MODULE: TYPE: CLOCK SCV MULTIPLIER; SUPPL P/N: SCU | C&I | V1 | Each | 4 | 20 | 22000 | 440000 | Can't any Price. Estimated Amount
17 | 571248 | MODULE:CLOCK | MODULE: TYPE: CLOCK; MANUF P/N: E52SPE-FDM511; SUPPL P/N: FDM511 | C&I | V1 | Each | 4 | 20 | 18298.34 | 365966.8 | WiAutomation: Schneider Electric = R18,298.34
18 | 571249 | MODULE:CONVERTER | MODULE: TYPE: CONVERTER; MANUF P/N: E52L0805220 | C&I | V1 | Each | 2 | 10 | 124040 | 1240400
19 | 571250 | MODULE:OPTIC EMITTER | MODULE: TYPE: OPTIC EMITTER; MANUF P/N: E52K0000350 | C&I | V1 | Each | 2 | 10 | 36554.42 | 365544.2
20 | 571251 | MODULE:OPTIC SIGNAL MULTIPLIER | MODULE: TYPE: OPTIC SIGNAL MULTIPLIER; MANUF P/N: E52K0004300; SUPPL P/N: DIP-F0F0-SI-400; ALSPA TIME SERVER DIP-FOFO-51-400-CLOCK OPTIC SIGNALMULTIPLIER MANUAL FO-DIPLEXER BOT FO-40-5/RPS/BGT | C&I | V1 | Each | 4 | 20 | 59637.046 | 1192740.92
21 | 571252 | MODULE:CLOCK SIGNAL CONVERTOR | MODULE: TYPE: CLOCK SIGNAL CONVERTOR; MANUF P/N: E52K0004150; ALSPA TIME SERVER CON-FO DIPLEXER -CLOCK SIGNAL CONVERTOR AND MILTIPLIER CONVERTOR FO-ALSTOM -2/RPSTBGT | C&I | V1 | Each | 4 | 20 | 89175 | 1783500
22 | 571253 | MODULE:DIGITAL OUTPUT | MODULE: TYPE: DIGITAL OUTPUT; MANUF P/N: E52C0700450; SUPPL P/N: X20D08332 | C&I | V1 | Each | 14 | 70 | 8894.764 | 622633.48
23 | 571254 | MODULE:ANALOG INPUT | MODULE: TYPE: ANALOG INPUT; MANUF P/N: X20AI4632-1; REFERENCE NO: ES2C0700100 | C&I | V1 | Each | 14 | 70 | 7967.661 | 557736.27
24 | 571255 | MODULE:ANALOG OUTPUT | MODULE: TYPE: ANALOG OUTPUT; MANUF P/N: E52C0700230; SUPPL P/N: X20A0463 | C&I | V1 | Each | 14 | 70 | 6569.264 | 459848.48
25 | 571257 | MODULE:DIGITAL INPUT;24 V DC | MODULE: TYPE: DIGITAL INPUT; POWER SOURCE: 24 V DC; MANUF P/N: X20(C)D19371; MODEL NO: ES2C0700350; EQUIPPED WITH 12 INPUTS FOR 1 WIRE CONNECTION; DESIGNED FOR SINK INPUT WORKING | C&I | V1 | Each | 14 | 70 | 5392.0755 | 377445.285
#REF! | 571258 | MODULE:DIGITAL INPUT;I/P 4 MA;24V;DI4760 | MODULE: TYPE: DIGITAL INPUT; INPUT: 4 MA; POWER SOURCE: 24V; SPECIFICATION: DI4760; MANUF P/N: X20DI4760; REFERENCE NO: E52C0700340 | C&I | V1 | Each | 14 | 70 | 6582.5595 | 460779.165
#REF! | 571260 | MODULE:POWER SUPPLY;I/P 24 VDC | MODULE: TYPE: POWER SUPPLY; INPUT: 24 VDC; OUTPUT: 7.OW @45 DEGC; MANUF P/N: P58002; U0700150 | C&I | V1 | Each | 9 | 45 | 663 | 29835
#REF! | 571263 | MODULE:POWER SUPPLY;I/P 110-230VAC | MODULE: TYPE: POWER SUPPLY; INPUT: 110-230VAC; OUTPUT: 250W DC; MANUF P/N: C0406950; CPS-H325/AC | C&I | V1 | Each | 17 | 85 | 6957 | 591345
#REF! | 571264 | MODULE:DIGITAL INPUT | MODULE: TYPE: DIGITAL INPUT; MANUF P/N: C0201050 | C&I | V1 | Each | 80 | 400 | 26650 | 10660000
#REF! | 571265 | MODULE:ANALOG INPUT | MODULE: TYPE: ANALOG INPUT; MANUF P/N: C0202550 | C&I | V1 | Each | 40 | 200 | 19950 | 3990000
#REF! | 571266 | MODULE:ANALOG OUTPUT | MODULE: TYPE: ANALOG OUTPUT; MANUF P/N: C0202650 | C&I | V1 | Each | 32 | 160 | 19373.025 | 3099684
#REF! | 571267 | MODULE:DIGITAL OUTPUT | MODULE: TYPE: DIGITAL OUTPUT; MANUF P/N: C0201900 | C&I | V1 | Each | 40 | 200 | 16660 | 3332000
#REF! | 571268 | MODULE:DIGITAL OUTPUT | MODULE: TYPE: DIGITAL OUTPUT; MANUF P/N: C0200800 | C&I | V1 | Each | 40 | 200 | 20634.35 | 4126870
#REF! | 571269 | MODULE:POWER DISTRIBUTION | MODULE: TYPE: POWER DISTRIBUTION; MANUF P/N: T8290 | C&I | V1 | Each | 4 | 20 | 1 | 20
#REF! | 571270 | MODULE:FUSE DISTRIBUTION UNIT | MODULE: TYPE: FUSE DISTRIBUTION UNIT; MANUF P/N: T8293 | C&I | V1 | Each | 4 | 20 | 1 | 20
#REF! | 571271 | MODULE:EXPANSION INTERFACE ADAPTOR | MODULE: TYPE: EXPANSION INTERFACE ADAPTOR; MANUF P/N: T8312-7WAY; X1005700 | C&I | V1 | Each | 4 | 20 | 1 | 20
#REF! | 571272 | MODULE:FTA DIGITAL INPUT | MODULE: TYPE: FTA DIGITAL INPUT; MANUF P/N: T8801 | C&I | V1 | Each | 8 | 40 | 1 | 40
#REF! | 571273 | MODULE:VFTA ANALOG INPUT | MODULE: TYPE: VFTA ANALOG INPUT; MANUF P/N: T8842 | C&I | V1 | Each | 8 | 40 | 1 | 40
#REF! | 571274 | MODULE:FTA DIGITAL OUTPUT | MODULE: TYPE: FTA DIGITAL OUTPUT; MANUF P/N: T8850 | C&I | V1 | Each | 8 | 40 | 1 | 40
#REF! | 571275 | MODULE:PROCESS INTERFACE ADAPTOR | MODULE: TYPE: PROCESS INTERFACE ADAPTOR; MANUF P/N: T8121; X1005650 | C&I | V1 | Each | 4 | 20 | 1 | 20
#REF! | 571276 | MODULE:TMR PROCESSOR | MODULE: TYPE: TMR PROCESSOR; MANUF P/N: C1003010; T81108 | C&I | V1 | Each | 4 | 20 | 1 | 20
#REF! | 571277 | MODULE:TMR EXPANDER | MODULE: TYPE: TMR EXPANDER; MANUF P/N: T8311; C1003040 | C&I | V1 | Each | 4 | 20 | 1 | 20
#REF! | 571279 | MODULE:COMMUNICATION INTERFACE | MODULE: TYPE: COMMUNICATION INTERFACE; MANUF P/N: T8151; C1003020 | C&I | V1 | Each | 4 | 20 | 1 | 20
#REF! | 571280 | MODULE:EXPANDER PROCESSOR | MODULE: TYPE: EXPANDER PROCESSOR; MANUF P/N: C1003060; T8310 | C&I | V1 | Each | 4 | 20 | 1 | 20
#REF! | 571281 | MODULE:TMR ANALOG INPUT | MODULE: TYPE: TMR ANALOG INPUT; MANUF P/N: T8413; C1003080 | C&I | V1 | Each | 4 | 20 | 1 | 20
#REF! | 571282 | MODULE:TMR DIGITAL INPUT | MODULE: TYPE: TMR DIGITAL INPUT; MANUF P/N: C1003220; T8403 | C&I | V1 | Each | 4 | 20 | 1 | 20
#REF! | 571283 | MODULE:TMR DIGITAL OUTPUT | MODULE: TYPE: TMR DIGITAL OUTPUT; MANUF P/N: C1003250; T8415 | C&I | V1 | Each | 4 | 20 | 1 | 20
#REF! | 571284 | MODULE:POWER SUPPLY;TRIO-PS/1AC/24DC/10 | MODULE: TYPE: POWER SUPPLY; SPECIFICATION: TRIO-PS/1AC/24DC/10; MANUF P/N: 2866323 | C&I | V1 | Each | 15 | 75 | 2150 | 161250
#REF! | 571285 | MODULE:POWER SUPPLY DIODE | MODULE: TYPE: POWER SUPPLY DIODE; SPECIFICATION: TRIO-DIODE/24DC/2X10; MANUF P/N: 2866514 | C&I | V1 | Each | 15 | 75 | 1717.15 | 128786.25
#REF! | 571286 | MODULE:POWER SUPPLY;I/P 110-240 VAC | MODULE: TYPE: POWER SUPPLY; INPUT: 110-240 VAC; MANUF P/N: PS-100-240AC/24DC/40; QUINT; ORDER NR: 2938879 | C&I | V1 | Each | 10 | 50 | 32500 | 1625000
#REF! | 571287 | MODULE:POWER SUPPLY DIODE;I/P 24 VDC | MODULE: TYPE: POWER SUPPLY DIODE; INPUT: 24 VDC; OUTPUT: 20 W; MANUF P/N: 40-24V; QUINT | C&I | V1 | Each | 4 | 20 | 180375 | 3607500
#REF! | 571288 | MODULE:CPU | MODULE: TYPE: CPU; MANUF P/N: CPC1-3840/C10/M512 | C&I | V1 | Each | 17 | 85 | 34926.96 | 2968791.6
#REF! | 571289 | MODULE:ETHERNET;CPC1QUAD 10/100MBPS | MODULE: TYPE: ETHERNET; SPECIFICATION: CPC1QUAD 10/100MBPS; MANUF P/N: CM4-96 | C&I | V1 | Each | 17 | 85 | 7572.24 | 643640.4
#REF! | 571290 | MODULE:POWER SUPPLY;I/P 120-230VAC | MODULE: TYPE: POWER SUPPLY; INPUT: 120-230VAC; OUTPUT: 5V 10A/12V 4A; MANUF P/N: AL/29A-ALS | C&I | V1 | Each | 40 | 200 | 10207.12 | 2041424
#REF! | 571291 | MODULE:UT156 PROCESS UNIT | MODULE: TYPE: UT156 PROCESS UNIT; APPLICATION: CE 3000 PROCESS UNIT; MANUF P/N: E52C0202700; MODEL NO: ALSPA CE3000; CIRCUIT FOR PLUGGING IN WITH POWER ON; RESET CIRCUIT 16 M-BYTE OF EEPROM; FLASH MEMORY; 64 M-BYTE OF SDRAM I/0 BUS INTERFACE CIRCUIT; 2 MB OF BOOT MEMORY; E8000 COMMUNICATION CONTROLLER; TIMERS; TEHCNICAL DATASHEET TO BE PROVIDED WHEN QUOTING | C&I | V1 | Each | 40 | 200 | 71276.15 | 14255230
#REF! | 571319 | MODULE:TERMINATION | MODULE: TYPE: TERMINATION; MANUF P/N: X1005640; T8153 | C&I | V1 | Each | 2 | 10 | 56805.6 | 568056
#REF! | 571323 | HUB NETW:ETHERNET;10/100 MBPS;RJ45 | HUB, NETWORK: TYPE: ETHERNET; ACCESS TIME: 10/100 MBPS; PORT TYPE: RJ45; MANUF P/N: X20HB8884; C0700570 | C&I | V1 | Each | 8 | 40 | 1 | 40
#REF! | 571324 | HUB NETW:ETHERNET;10/100 MBPS;RJ45 | HUB, NETWORK: TYPE: ETHERNET; ACCESS TIME: 10/100 MBPS; PORT TYPE: RJ45; MANUF P/N: C0700540; X20HB2880 | C&I | V1 | Each | 9 | 45 | 25970 | 1168650
#REF! | 571325 | HUB NETW:ETHERNET;10/100 MBPS;RJ | HUB, NETWORK: TYPE: ETHERNET; ACCESS TIME: 10/100 MBPS; PORT TYPE: RJ; MANUF P/N: C0700730; X20BB81 | C&I | V1 | Each | 9 | 45 | 1 | 45
#REF! | 574032 | MODULE:ANALOGUE;I/P 4-20 MA;24 V DC | MODULE: TYPE: ANALOGUE; INPUT: 4-20 MA; POWER SOURCE: 24 V DC; APPLICATION: HYDRAULIC SOLENOID DRIVER; DIMENSIONS: 100 X 160 MM; COMMERCIAL SIZE: DIN41494; MANUF P/N: E-ME/AC-01F/1; ELECTRONIC DRIVER; FOR PROPORTIONAL VALVES WITHOUT TRANSDUCERS | BAR | V1 | Each | 9 | 45 | 28000 | 1260000
#REF! | 574392 | MODULE:CLOCK SIGNAL CONVERTER | MODULE: TYPE: CLOCK SIGNAL CONVERTER; APPLICATION: ALSPA TIME SERVER; MANUF P/N: E52K0004200; PULSE INPUT: P_SEC , TTL LEVEL; PULSE OUTPUT: TTL LEVEL; MULTIPLIER; 2/RPS; FREQUENCY OUTPUT: 10MHZ | C&I | V1 | Each | 4 | 20 | 1 | 20
#REF! | 574393 | MODULE:INTERFACE CONVERTER;24 V DC | MODULE: TYPE: INTERFACE CONVERTER; POWER SOURCE: 24 V DC; APPLICATION: FOR COMVERTION OF RS232 TO TTYP; DIMENSIONS: WD 99 X HT 118.6 X DP 22.5 MM; SPECIFICATION: DIN 22258-1; DIN 66348-1; MANUF P/N: L0203030; 2744458; 24V/CURRENT LOOP; 3-WAY ISOLATION; RAIL MOUNTABLE; PSM-ME-RS232/TTYP | C&I | V1 | Each | 3 | 15 | 4582.8 | 68742
#REF! | 574397 | MODULE:GPS SYNC CLOCK;GPS | MODULE: TYPE: GPS SYNC CLOCK; APPLICATION: GPS; MANUF P/N: E52K0004600 | C&I | V1 | Each | 4 | 20 | 1 | 20
#REF! | 574402 | MODULE:CONNECTOR;DCS | MODULE: TYPE: CONNECTOR; APPLICATION: DCS; MANUF P/N: D0001750; RA150-3; QUICK WIRING INTERFACE; SPRING DIRECT INPUT/OUTPUT | C&I | V1 | Each | 3 | 15 | 4464.33 | 66964.95
#REF! | 574403 | MODULE PWR SUP:IC695PSD040;INTERNAL | MODULE, POWER SUPPLY: TYPE: INTERNAL; INPUT: 18-30 VDC; OUTPUT: 5 VDC; APPLICATION: TURBINE PROTECTION; HARDWARE: RX3I CONTROLLER; OEM P/N: IC695PSD040, OEM: GE STEAM POWER SERVICE; PAC SYSTEM | C&I | V1 | Each | 10 | 50 | 11124.63 | 556231.5 | The IC695PSD040 is a power supply module that is part of the PACSystem RX3i platform, currently under Emerson Automation, formerly produced by GE Intelligent Platform (GE IP). This power supply mounts to an RX3i universal backplane. It has an input voltage range of 18-30 VDC for module Start and 12-30 VDC for Module Run with maximum input Power of 60 Watts at full load. It has an output power of 40 Watts; Output voltage of 5.1 VDC, 3.3 VDC, 24 VDC; Output current of 0-6 Amperes and 0-9 Amperes, respectively. = $850.00 | https://www.dosupply.com/automation/ge-fanuc/rx3i-pacsystem/IC695PSD040
#REF! | 574404 | MODULE COMM:DUAL-PORT-MEMORY | MODULE, COMMUNICATION: TYPE: DUAL-PORT-MEMORY; INPUT: 5V 5%/300MA; 3.3V 5%/500MA; HARDWARE: MFC 3000 CONTROLLER; MANUF P/N: ES2C0407350; CIF-80-PB; 8 KB; INTERFACE RS485; OPTICALLY ISOLATED; CARD FORMAT: EUROPA CARD 3HE | C&I | V1 | Each | 7 | 35 | 36951.08 | 1293287.8
#REF! | 574411 | MODULE:SPEED MONITORING;TURBINE | MODULE: TYPE: SPEED MONITORING; APPLICATION: TURBINE; MANUF P/N: MMS 635OD; EPRO | C&I | V1 | Each | 6 | 30 | 1 | 30
#REF! | 574412 | MODULE COMM:ETHERNET;DCS | MODULE, COMMUNICATION: TYPE: ETHERNET; APPLICATION: DCS; HARDWARE: MFC 3000 CONTROLLER; MANUF P/N: ETH1 CPCI 8211; E52C0407200; 10/100 MBITS/S TRANSMISSION RATE AT HALF AND FULL SUPLEX OPERATION | C&I | V1 | Each | 2 | 10 | 15782.03 | 157820.3
61 | 574417 | MODULE PWR SUP:GPS CLOCK SERVER;O/P 45 W | MODULE, POWER SUPPLY: TYPE: GPS CLOCK SERVER; INPUT: 90-264VAC 48-62HZ; OUTPUT: 45 W; APPLICATION: GPS - ALSPA TIME SERVER; MANUF P/N: E52SPE-SEK105; SUPPL P/N: UXA100214; REV A; FUSE: T4A/250V; CURRENT: 1.3A | C&I | V1 | Each | 4 | 20 | 1 | 20
62 | 575253 | MODULE:INSTR DISCONNECT;METERING | MODULE: TYPE: INSTR DISCONNECT; APPLICATION: METERING; MANUF P/N: 6468 2 049-10 | MET | V1 | Each | 4 | 20 | 1 | 20
63 | 575294 | MODULE:DISCONNECT;METERING;IEC 11801 | MODULE: TYPE: DISCONNECT; APPLICATION: METERING; SPECIFICATION: IEC 11801; MANUF P/N: 6468 5050-10 | MET | V1 | Each | 4 | 20 | 1 | 20
64 | 576684 | POWER SUPPLY:KFD2-STC4-EX1 | POWER SUPPLY: INPUT: 24 VDC; OUTPUT VOLTAGE: 20-35 VDC; OUTPUT CURRENT: 4-20 MA; APPLICATION: SMART TRANSMITTER SINGLE OUTPUT; DIMENSIONS: 118X20X115 MM; TYPE: TRANSMITTER; MOUNTING: RAIL; SPECIFICATION: UP TO SIL3 ACCORDING TO IEC61508; MANUF P/N: KFD2-STC4-EX1 | C&I | V1 | Each | 30 | 150 | 12500 | 1875000
65 | DCF to be completed | POWER SUPPLY: KFD2-STC4-EX1.20 | POWER SUPPLY: INPUT: 24 VDC; OUTPUT VOLTAGE: 20-35 VDC; OUTPUT CURRENT: 4-20 MA; APPLICATION: SMART TRANSMITTER DUAL OUTPUT; DIMENSIONS: 124X20X115 MM; TYPE: TRANSMITTER; MOUNTING: RAIL; SPECIFICATION: UP TO SIL3 ACCORDING TO IEC61508; MANUF P/N: KFD2-STC4-EX1.20 | C&I | V1 | Each | 30 | 150 | 12500 | 1875000
66 | 576689 | MODULE PWR SUP:REDUNDANT POWER;I/P 24 | MODULE, POWER SUPPLY: TYPE: REDUNDANT POWER; INPUT: 24 VDC; OUTPUT: 2 A; APPLICATION: POWER RAIL; MANUF P/N: KFD2-EB-R2A.B | EXC | V1 | Each | 10 | 50 | 2173.57 | 108678.5
67 | 576701 | POWER SUPPLY:I/P 230 VAC;24 VDC;20 A | POWER SUPPLY: INPUT: 230 VAC; OUTPUT VOLTAGE: 24 VDC; OUTPUT CURRENT: 20 A; DIMENSIONS: 203.5 X 144.5 X 130 MM; TYPE: SWITCH MODEM; MANUF P/N: CP-C 24/20.0 | EXC | V1 | Each | 4 | 20 | 3756.66 | 75133.2
68 | 576728 | MODULE:PULS AMPLIFIER;CONNECTS TO TPT214 | MODULE: TYPE: PULS AMPLIFIER; APPLICATION: CONNECTS TO TPT214; DIMENSIONS: 297 X 202 X 81 MM; MANUF P/N: L54E80801854 | EXC | V1 | Each | 1 | 6 | 38390 | 230340
69 | 576739 | MODULE COMM:BUS EXTENSION | MODULE, COMMUNICATION: TYPE: BUS EXTENSION; MANUF P/N: 750-627 | EXC | V1 | Each | 2 | 10 | 1219.96 | 12199.6
70 | 576740 | MODULE PWR SUP:INTERNAL SYSTEM | MODULE, POWER SUPPLY: TYPE: INTERNAL SYSTEM; INPUT: 24VDC 0.5A; OUTPUT: 24VDC/10A; MANUF P/N: 750-613 | EXC | V1 | Each | 2 | 10 | 2879.1 | 28791
71 | 576741 | MODULE COMM:8 CHANNEL;I/P DIGITAL | MODULE, COMMUNICATION: TYPE: 8 CHANNEL; INPUT: DIGITAL; OUTPUT: -3V - 5VDC / 15V - 30VDC; MANUF P/N: 750-431 | EXC | V1 | Each | 7 | 35 | 1219.96 | 42698.6
72 | 576742 | MODULE COMM:2 CHANNEL;O/P ANALOG | MODULE, COMMUNICATION: TYPE: 2 CHANNEL; OUTPUT: ANALOG; MANUF P/N: 750-554 | EXC | V1 | Each | 2 | 10 | 6695 | 66950
73 | 576743 | MODULE COMM:750-517;O/P 230VAC / 300VDC | MODULE, COMMUNICATION: TYPE: 2 CHANNEL RELAY OUTPUT; OUTPUT: 230VAC / 300VDC; OEM P/N: 750-517, OEM: GE STEAM POWER SERVICE | EXC | V1 | Each | 25 | 125 | 1135.63 | 141953.75
74 | 576744 | MODULE COMM:BUS EXTENSION COUPLER | MODULE, COMMUNICATION: TYPE: BUS EXTENSION COUPLER; INPUT: 200MA AT 24V; MANUF P/N: 750-628 | EXC | V1 | Each | 4 | 20 | 4095 | 81900
75 | 576745 | MODULE:END;I/P 24 VDC;24 V DC;AVR P320 | MODULE: TYPE: END; INPUT: 24 VDC; POWER SOURCE: 24 V DC; APPLICATION: AVR P320; DIMENSIONS: WD 12 X LG 100 X HT 64 MM; SPECIFICATION: IEC 60068-2-6; MANUF P/N: 750-600; MOUNT: 35MM DIN RAIL; PROTECTION: IP20; OPERATING TEMP: 0-55DEG C | EXC | V1 | Each | 10 | 50 | 295.94 | 14797
76 | 576746 | MODULE:TTM211;THYRISTOR TRIGGER;AVR P230 | MODULE: TYPE: THYRISTOR TRIGGER; APPLICATION: AVR P230; SPECIFICATION: CEI 61131-2; OEM P/N: TTM211, OEM: GE STEAM POWER SERVICE; DRAWING NO: WE4-101104-42; DIMENSIONS: WD 202 X LG 297 X HT 70 MM | C&I | V1 | Each | 5 | 25 | 169284.6 | 4232115
77 | 576747 | MODULE:RECTIFUSE DIODE | MODULE: TYPE: RECTIFUSE DIODE; MANUF P/N: 029.138.659 | EXC | V1 | Each | 4 | 20 | 76368 | 1527360
78 | 576749 | MODULE:DUAL COUPLING;I/P 10-60VDC 24VDC | MODULE: TYPE: DUAL COUPLING; INPUT: 10-60VDC 24VDC; OUTPUT: 20 A; DIMENSIONS: 32 X 124 X 102 MM; MANUF P/N: YR2.DIODE | EXC | V1 | Each | 2 | 10 | 1348 | 13480
79 | 576750 | MODULE:DECOUPLER;I/P 10-60VDC 0-10A | MODULE: TYPE: DECOUPLER; INPUT: 10-60VDC 0-10A; OUTPUT: 0-10 A; DIMENSIONS: 45 X 75 X 91 MM; MANUF P/N: MLY02.100 | EXC | V1 | Each | 2 | 10 | 996 | 9960
80 | 577141 | MODULE:TERMINAL;PROSONIC M | MODULE: TYPE: TERMINAL; APPLICATION: PROSONIC M; MANUF P/N: 52006197; POLE: 4; HART; 2 WIRE CABLE CONNECTION; MOCROPILOT M; LEVELFLEX M | MIL | V1 | Each | 3 | 15 | 2857.8 | 42867
81 | 579840 | MODULE:BRIDGE DRIVER;I/P 15 V;O/P 15 V | MODULE: TYPE: BRIDGE DRIVER; INPUT: 15 V; OUTPUT: 15 V; POWER SOURCE: 30 KVA; APPLICATION: 30 KVA UPS; MANUF P/N: 5911340000; CDING-00; DT 3 21 479; USED IN WATER TREATMENT PLANT C&I UPS 1 | C&I | V1 | Each | 2 | 10 | 51580 | 515800
82 | 580168 | MODULE:ANALOG OUTPUT;O/P 4-20 MA;24 V | MODULE: TYPE: ANALOG OUTPUT; OUTPUT: 4-20 MA; POWER SOURCE: 24 V; MANUF P/N: 3BSE008546R0001; REFERENCE NO: AO820; 4 CHANNEL | C&I | V1 | Each | 2 | 10 | 30759.3 | 307593
83 | 580248 | MODULE:I/O EXPANSION | MODULE: TYPE: I/O EXPANSION; INPUT: 0-100MV 0-20MA 0-250OHM; OUTPUT: 8 BINARY AND 1 ANALOG; MANUF P/N: 1GS-PTM | DEG | V1 | Each | 5 | 25 | 12600 | 315000
84 | 580249 | MODULE:ANALOGUE EXPANSION;I/P 8 ANALOGUE | MODULE: TYPE: ANALOGUE EXPANSION; INPUT: 8 ANALOGUE; MANUF P/N: IS-AIN8 | DEG | V1 | Each | 1 | 5 | 27500 | 137500
85 | 580250 | MODULE:AVR INTERFACE | MODULE: TYPE: AVR INTERFACE; MANUF P/N: 1G-AVRI | DEG | V1 | Each | 1 | 5 | 2877.2 | 14386
86 | 581486 | CONTROLLER:PROPORTIONAL VALVE;4-20 MA | CONTROLLER: TYPE: PROPORTIONAL VALVE; RANGE: 4-20 MA; RATING: 24VDC 50HZ; OUTPUT: 3.3 A; MOUNTING: PLUG IN; MANUF P/N: E-ME-AC-01F/I AT0S; SQUARE WAVE PWN TYPE; DIN41494; VENDORS ARE RESPONSIBLE FOR ENSURING THAT THEY ARE PERFORMING AGAINST THE CORRECT DRAWING REVISION NUMBER (IF APPLICABLE). | COA | V1 | Each | 5 | 25 | 1 | 25
87 | 581494 | MODULE:CURRENT | MODULE: TYPE: CURRENT; MANUF P/N: SE6375/C01 | C&I | V1 | Each | 20 | 100 | 16554 | 1655400
88 | 581657 | MODULE COMM:IC695ETM001;ETHERNET;I/P 5 | MODULE, COMMUNICATION: TYPE: ETHERNET; INPUT: 5 VDC; APPLICATION: TURBINE PROTECTION SYSTEM; OEM P/N: IC695ETM001, OEM: GE STEAM POWER SERVICE; MANUF P/N: CO406350; DRAWING NO: WE4-101104-33 REV 0; PROCESSOR SPEED: 200MHZ; CONNECTORS - STATION MANAGER (RS-232) PORT: 9-PIN FEMALE D-CONNECTOR: 2X 10BASE T/100BASE TX PORTS: 8-PIN FEMALE SHIELDED RJ-45 | EXC | V1 | Each | 2 | 10 | 234600 | 2346000
89 | 581658 | MODULE COMM:IC693MDL645;I/P 24 VDC | MODULE, COMMUNICATION: TYPE: POSITIVE / NEGATIVE INPUT; INPUT: 24 VDC; OEM P/N: IC693MDL645, OEM: GE STEAM POWER SERVICE; MANUF P/N: C0404300; DRAWING NO: WE4-101104-37; POS./NEG. LOGIC INPUT, 16 PTS | EXC | V1 | Each | 2 | 10 | 124200 | 1242000
90 | 581659 | MODULE COMM:IC693BEM341;MEASUREMENT | MODULE, COMMUNICATION: TYPE: MEASUREMENT; INPUT: ANALOG/DIGITAL; APPLICATION: GENERATOR STATOR; OEM P/N: IC693BEM341, OEM: GE STEAM POWER SERVICE; DRAWING NO: WE4-101104-32; REFERENCE NO: C1001820; AVR FIP-BUS CONTROLLER | C&I | V1 | Each | 10 | 50 | 0 | 0
91 | 581660 | MODULE COMM:IC693ALG391;I/P ANALOG | MODULE, COMMUNICATION: TYPE: CURRENT OUTPUT 2 CHANNEL; INPUT: ANALOG; OUTPUT: ANALOG; OEM P/N: IC693ALG391, OEM: GE STEAM POWER SERVICE; DRAWING NO: WE4-101104-36 REV 0 | EXC | V1 | Each | 2 | 10 | 13799.77 | 137997.7
92 | 581661 | MODULE COMM:IC693ALG220;4 CHANNEL | MODULE, COMMUNICATION: TYPE: 4 CHANNEL; INPUT: ANALOG; OUTPUT: ANALOG; OEM P/N: IC693ALG220, OEM: GE STEAM POWER SERVICE; DRAWING NO: WE4-101104-35 REV 0; INPUT -10 TO +10 V; POWER SUPPLY 24 VDC; APPLICATION: POWER CENTER CONSOL REFULING MACHINE PLC RACK CARD A/B | EXC | V1 | Each | 2 | 10 | 12808.63 | 128086.3
93 | 581662 | MODULE:IC693MDL940;RELAY OUTPUT;O/P 2 A | MODULE: TYPE: RELAY OUTPUT; OUTPUT: 2 A; POWER SOURCE: 24 V DC; OEM P/N: IC693MDL940, OEM: GE STEAM POWER SERVICE; MANUF P/N: C0403750; DRAWING NO: WE4-101104-38 REV 0; POWER SUPPLY | EXC | V1 | Each | 2 | 10 | 9875.61 | 98756.1
94 | 581663 | MODULE:TPI163;I/P ANALOG | MODULE: TYPE: VOLTAGE / CURRRENT INTERFACE; INPUT: ANALOG; OEM P/N: TPI163, OEM: GE STEAM POWER SERVICE; MANUF P/N: C1001840; L54E80801772; DRAWING NO: WE4-101104-41 REV 0 | EXC | V1 | Each | 2 | 10 | 207871 | 2078710
95 | 581665 | MODULE:IC695CPU310;CPU | MODULE: TYPE: CPU; POWER SOURCE: 3.3 VDC-1.25 A / 5 VDC-1 A; OEM P/N: IC695CPU310, OEM: GE STEAM POWER SERVICE; MANUF P/N: C0406400; DRAWING NO: WE4-101104-31 REV 0; 300MHZ PROCESSOR; 10MB MEMORY WITH RS-232 AND RS485 PORT | C&I | V1 | Each | 2 | 10 | 194000 | 1940000
96 | 581666 | MODULE:SUPERSEDED BY 0581659;I/P 1.2 A | MODULE: TYPE: BUS CONTROLLER; INPUT: 1.2 A; MANUF P/N: C0402200; IC693BEM341; DRAWING NO: WE4-101104-32 REV 0; RS-485 PORT AND 2X FIP FIELDBUS CONNECTORS | EXC | V1 | Each | 2 | 10 | 53460 | 534600
97 | 581667 | MODULE:TPT214;PULSE TRANSFORMER;24-110 V | MODULE: TYPE: PULSE TRANSFORMER; POWER SOURCE: 24-110 V; APPLICATION: P320-AVR; DIMENSIONS: WD 66.06 X LG 147.32 X HT 43 MM; OEM P/N: TPT214, OEM: GE STEAM POWER SERVICE; MANUF P/N: L54E80801852; ISPEAK: MAX 8A; ISFLOOR: MAX 3A; FR: MAX 400HZ; S1/S2 INSULATION: 6KV RMS | EXC | V1 | Each | 30 | 300 | 24612.99 | 7383897
98 | 581668 | MODULE PWR SUP:I/P 100 - 240VAC | MODULE, POWER SUPPLY: INPUT: 100 - 240VAC; OUTPUT: 2.1 - 1.8A / 24 - 28VDC; MANUF P/N: ML50.100; MINILINE | EXC | V1 | Each | 2 | 10 | 52300 | 523000
99 | 581669 | MODULE PWR SUP:IC695PSD040;DC AUXILIARY | MODULE, POWER SUPPLY: TYPE: DC AUXILIARY; INPUT: 24VDC 60W; OUTPUT: 5.1VDC/6A/30W; OEM P/N: IC695PSD040, OEM: GE STEAM POWER SERVICE; MANUF P/N: U1000770 | EXC | V1 | Each | 2 | 10 | 71935 | 719350
100 | 582697 | MODULE:DIFFERENTIAL PROTECTION RELAY | MODULE: TYPE: DIFFERENTIAL PROTECTION RELAY; APPLICATION: SWITCHGEAR PROTECTION; MANUF P/N: P54416C6M0440K | SWG | V1 | Each | 3 | 15 | 320726.25 | 4810893.75
101 | 582698 | MODULE:PHASE DIFFERENTIAL RELAY;16 | MODULE: TYPE: PHASE DIFFERENTIAL RELAY; POWER SOURCE: 110-250VDC; APPLICATION: SWITCHGEAR PROTECTION; COMMERCIAL SIZE: 16; MANUF P/N: P746316K6N0028K | SWG | V1 | Each | 3 | 15 | 0 | 0
102 | 582699 | MODULE:ARC PROTECTION RELAY;19-265VDC | MODULE: TYPE: ARC PROTECTION RELAY; INPUT: 18-265VAC/DC; POWER SOURCE: 19-265VDC; APPLICATION: SWITCHGEAR PROTECTION; MANUF P/N: VAM120 | SWG | V1 | Each | 3 | 15 | 10237.5 | 153562.5
103 | 582700 | MODULE:ARC SENSOR SLAVE RELAY;I/P 24 VDC | MODULE: TYPE: ARC SENSOR SLAVE RELAY; INPUT: 24 VDC; OUTPUT: 24 VDC; APPLICATION: SWITCHGEAR PROTECTION; MANUF P/N: VAM10L | SWG | V1 | Each | 15 | 75 | 79018.76 | 5926407
104 | 582701 | MODULE:MASTER PROTECTION RELAY;I/P 1A/5A | MODULE: TYPE: MASTER PROTECTION RELAY; INPUT: 1A/5A; POWER SOURCE: 48-265VAC/DC; MANUF P/N: VAMP221-3A3 AA | C&I | V1 | Each | 10 | 50 | 60136 | 3006800
105 | 582702 | MODULE:PROTECTION/CONTROL RELAY;IEC61850 | MODULE: TYPE: PROTECTION/CONTROL RELAY; INPUT: 50-130V; POWER SOURCE: 48-250VDC; SPECIFICATION: IEC61850; MANUF P/N: P13956904544 | SWG | V1 | Each | 3 | 15 | 274806.5 | 4122097.5
106 | 593031 | MODULE:BP607650100;FRONT FASCIA/LCD | MODULE: TYPE: FRONT FASCIA/LCD; OEM P/N: BP607650100; LCD(A310) | C&I | V1 | Each | 4 | 20 | 79119.32 | 1582386.4
107 | 593120 | MODULE:0104020117;THYRISTOR CONTROL | MODULE: TYPE: THYRISTOR CONTROL; APPLICATION: UPS CHLORITE; OEM P/N: 0104020117; THYRISTOR ITAV = 56A; 1200V | C&I | V1 | Each | 6 | 30 | 10417.35 | 312520.5
108 | 593122 | MODULE:0104020123;THYRISTOR CONTROL | MODULE: TYPE: THYRISTOR CONTROL; APPLICATION: UPS CHLORITE; OEM P/N: 0104020123; THYRISTOR ITAV = 91A; 1200V | C&I | V1 | Each | 6 | 30 | 13185 | 395550
109 | 593521 | MODULE:SP116-24V-5A;ANALOG/DIGITAL | MODULE: TYPE: ANALOG/DIGITAL; OEM P/N: SP116-24V-5A; CARD STATIC | DEG | V1 | Each | 4 | 20 | 74945 | 1498900
110 | 600932 | POWER SUPPLY:I/P 100-240 V;24 VDC;10 A | POWER SUPPLY: INPUT: 100-240 V; DESCRIPTION: PHOENIX CONTACT QUINT-PS/1AC/24DC/10; OUTPUT VOLTAGE: 24 VDC; OUTPUT CURRENT: 10 A; MANUF P/N: 2866763 | C&I | V1 | Each | 10 | 50 | 8945.44 | 447272
111 | 607808 | MODULE COMM:BS101IO;UNIVERSAL I/O;O/P 12 | MODULE, COMMUNICATION: TYPE: UNIVERSAL I/O; OUTPUT: 12 VDC; APPLICATION: CDS INTERFACE MODULE; HARDWARE: BS 120 ENERGIZERS; SOFTWARE: WINDOWS PROGRAM; OEM P/N: BS101IO; RS485 TTL | EFC | V1 | Each | 4 | 20 | 125489 | 2509780
112 | 608669 | MODULE:ANALOG INPUT (8X16)BIT;I/P 4-20 | MODULE: TYPE: ANALOG INPUT (8X16)BIT; INPUT: 4-20 MA; OUTPUT: 4-20 MA; POWER SOURCE: 10-30 V AC; APPLICATION: GROUND LOOP PROTECTION/SURGE PROTECTION; COMMERCIAL SIZE: 16; SUPPL P/N: S-ADAM-4017+ | PRO | V1 | Each | 2 | 10 | 7796.78 | 77967.8
113 | 608670 | MODULE PWR SUP:RACK;I/P 160/249 VDC | MODULE, POWER SUPPLY: TYPE: RACK; INPUT: 160/249 VDC; OUTPUT: 230 VAC; APPLICATION: GENERATOR PROTECTION; SPECIFICATION: IEC 320-OUTLETS-4; SUPPL P/N: S-UP800MGE; MODEL NO: 1U; REFERENCE NO: 66227; ADJUSTABLE OUTPUT: 200/220/240V; POWER: 800VA/560W; RACK DIMENSIONS: DIA: 499 X WD: 438 X HT: 44MM; PULSE EVOLUTION RACK800; ETN EVOLUTION850; GROUP PROTECTION OF HUBS | PRO | V1 | Each | 2 | 10 | 10093.39 | 100933.9
114 | 609131 | AMPLIFIER:POWER;I/P +/-24VDC 0.3A;7.2 W | AMPLIFIER: TYPE: POWER; INPUT: +/-24VDC 0.3A; OUTPUT: 4-20 MA; POWER: 7.2 W; SUPPL P/N: EA81-014-0; VENDORS ARE RESPONSIBLE FOR ENSURING THAT THEY ARE PERFORMING AGAINST THE CORRECT DRAWING REVISION NUMBER (IF APPLICABLE). | C&I | V1 | Each | 15 | 75 | 42175.5 | 3163162.5
115 | 614752 | MODULE:REMOTE RELAY | MODULE: TYPE: REMOTE RELAY; OEM P/N: B00613201000; REFERENCE NO: A5-1 | C&I | V1 | Each | 8 | 40 | 9860 | 394400
116 | 614931 | MODULE PWR SUP:BACKUP;I/P 24/48/60 VDC | MODULE, POWER SUPPLY: TYPE: BACKUP; INPUT: 24/48/60 VDC; OUTPUT: 5 VDC 10 A; APPLICATION: SIMATIC S7-400; SPECIFICATION: PS405; DIMENSIONS: WD: 50 X LG: 290 X DP: 217MM; POWER CONSUMPTION TYPE: 95W; BATTERY: 2 X LINTHIUM AA; 3.6V/2.3AH | C&I | V1 | Each | 5 | 25 | 9815 | 245375
117 | 615068 | MODULE:DIGITAL INPUT;I/P 24 VDC;O/P 400 | MODULE: TYPE: DIGITAL INPUT; INPUT: 24 VDC; OUTPUT: 400 MA; POWER SOURCE: 240 V AC; APPLICATION: SIMATIC S7 300/400; DIMENSIONS: WD 80 X LG 125 X DP 120 MM; SUPPL P/N: SM326 | C&I | V1 | Each | 12 | 60 | 15500 | 930000
118 | 616212 | MODULE:ANALOG OUTPUT;O/P +/-10 V 20 MA | MODULE: TYPE: ANALOG OUTPUT; OUTPUT: +/-10 V 20 MA; POWER SOURCE: 240 V DC; APPLICATION: TURBINE CONTROLLER; SUPPL P/N: X20AO-2632; PROTECTION TYPE: IP20; USING DIFFERENT CONNECTION TERMINAL POINTS DIGITAL CONVERTER RESOLUTION 16-BIT; CONTROSTEAM | C&I | V1 | Each | 6 | 30 | 5986.13 | 179583.9
119 | 616213 | MODULE:ANALOG INPUT;I/P +/- 11 V 22 MA | MODULE: TYPE: ANALOG INPUT; INPUT: +/- 11 V 22 MA; OUTPUT: BUS; APPLICATION: TURBINE CONTROLLER; SUPPL P/N: X20AI-2632-1; USING DIFFERENT CONNECTION TERMINAL POINTS INPUT TYPE DIFFERENTIAL INPUT; POWER CONSUMPTION: BUS 0.01W I/O INTERNAL 1.2W; CONTROSTEAM | C&I | V1 | Each | 6 | 30 | 4436.78 | 133103.4
120 | 616214 | MODULE PWR SUP:BUS CONTROLLER;I/P 0.7 A | MODULE, POWER SUPPLY: TYPE: BUS CONTROLLER; INPUT: 0.7 A; OUTPUT: 10 A; HARDWARE: X2X LINK BUS; SUPPL P/N: X20PS-3300; RATED I/P VOLTAGE: 24VDC (-15PCT/+20PCT); RATED O/P VOLTAGE: 24VDC; PROTECTION TYPE: IP20 | C&I | V1 | Each | 3 | 15 | 1613.93 | 24208.95
121 | 616215 | MODULE PWR SUP:CONTROLLER;I/P 24 VDC | MODULE, POWER SUPPLY: TYPE: CONTROLLER; INPUT: 24 VDC; OUTPUT: 24 VDC; HARDWARE: X2X LINK BUS; SUPPL P/N: X20PS-9400; PROTECTION TYPE: IP20 | C&I | V1 | Each | 3 | 15 | 1267.65 | 19014.75
122 | 616216 | HUB NETW:EXPANDABLE BUS CONTROLLER;RJ45 | HUB, NETWORK: TYPE: EXPANDABLE BUS CONTROLLER; ACCESS TIME: 100 MS; PORT TYPE: RJ45; SPECIFICATION: EN 60529; SUPPL P/N: X20BC-8084; PROTECTION TYPE: IP20 | C&I | V1 | Each | 3 | 15 | 31670.5 | 475057.5
123 | 616217 | HUB NETW:EXPANSION MODULE;10/100 MS;RJ45 | HUB, NETWORK: TYPE: EXPANSION MODULE; ACCESS TIME: 10/100 MS; PORT TYPE: RJ45; SPECIFICATION: EN 60529; SUPPL P/N: X20HB-2885 | C&I | V1 | Each | 4 | 20 | 34476.71 | 689534.2
124 | 616218 | MODULE:SPEED INTERFACE;I/P 5V 250 MA | MODULE: TYPE: SPEED INTERFACE; INPUT: 5V 250 MA; POWER SOURCE: 30 V DC; APPLICATION: TURBINE CONTROLLER; SUPPL P/N: STI-171; MAXIMUM FREQUENCY RANGE: WITHOUT PREDIVISION: 0.08HZ TO 40KHZ; PREDEVISION BY 3: 0.25HZ TO 40KHZ; PREDEVISION BY 100: 7.5HZ TO 40KHZ; CONTROSTEAM | C&I | V1 | Each | 4 | 20 | 113256 | 2265120
125 | 616219 | MODULE:ANALOG OUTPUT;I/P 20-30 VDC | MODULE: TYPE: ANALOG OUTPUT; INPUT: 20-30 VDC; OUTPUT: 4-20 MA; APPLICATION: TURBINE PROTECTION SYSTEM; SUPPL P/N: IC693-LG392 | C&I | V1 | Each | 8 | 40 | 58048.83 | 2321953.2
126 | 616220 | MODULE:ANALOG INPUT;I/P 5 VDC 120 MA | MODULE: TYPE: ANALOG INPUT; INPUT: 5 VDC 120 MA; OUTPUT: 0-20; 4-20 MA; APPLICATION: TURBINE PROTECTION SYSTEM; SUPPL P/N: IC694-LG233; DIAGNOSTICS: UNDER RANGE/OVER RANGE; OPEN WIRE; POSITIVE/NEGATIVE RATE OF CHANGE; HIGH; HIGH-HIGH; LOW; LOW-LOW | C&I | V1 | Each | 8 | 40 | 12492.38 | 499695.2
127 | 616221 | MODULE:OUTPUT;I/P 12-20 VDC;O/P 0.5 A | MODULE: TYPE: OUTPUT; INPUT: 12-24 VDC; OUTPUT: 0.5 A; APPLICATION: TURBINE PROTECTION SYSTEM; OEM: GE STEAM POWER SERVICE; SUPPL P/N: IC693MDL753K; MANUF P/N: C0403650; PROVIDES 32 DISCRETE OUTPUTS; POSITIVE LOGIC OUTPUT | C&I | V1 | Each | 8 | 40 | 22664.78 | 906591.2
128 | 616222 | MODULE:INPUT;I/P 24 VDC | MODULE: TYPE: INPUT; INPUT: 24 VDC; APPLICATION: TURBINE PROTECTION SYSTEM; SUPPL P/N: IC694-MDL655; 32 POINT INPUT | C&I | V1 | Each | 8 | 40 | 16792.34 | 671693.6
129 | 616224 | MODULE:IC695-CPU310 | MODULE: TYPE: FIP BUS CONTROLLER 2.5M; APPLICATION: TURBINE PROTECTION SYSTEM; OEM P/N: IC695-CPU310, OEM: GE STEAM POWER SERVICE; OPERATING TEMPERATURE: 0 TO 60DEG C; STORAGE TEMPERATURE: -40 TO 85DEG C; HUMIDITY: 5PCT TO 9PCT | C&I | V1 | Each | 10 | 50 | 0 | 0
130 | 616225 | MODULE:FIP BUS CONTROLLER 2.5M | MODULE: TYPE: FIP BUS CONTROLLER 2.5M; APPLICATION: TURBINE PROTECTION SYSTEM; SUPPL P/N: IC694-BEM341; OPERATING TEMPERATURE: 0 TO 60 DEG C; STORAGE TEMPERATURE: -40 TO 85 DEG C; HUMIDITY: 5 TO 95PCT; NON-CONDENSING | C&I | V1 | Each | 5 | 25 | 0 | 0
131 | 616226 | MODULE:DIGITAL OUTPUT;O/P 24 V 0.5 A | MODULE: TYPE: DIGITAL OUTPUT; OUTPUT: 24 V 0.5 A; APPLICATION: TURBINE CONTROLLER; SUPPL P/N: X20DO-4322; PROTECTION TYPE: IP20; CONTROSTEAM | C&I | V1 | Each | 8 | 40 | 111655 | 4466200
132 | 616241 | MODULE:RELAY CARD;I/P 24 VDC 18 MA | MODULE: TYPE: RELAY CARD; INPUT: 24 VDC 18 MA; APPLICATION: PLC ACTUATOR RELAY; DIMENSIONS: WD 14 X HT 94 X DP 80 MM; SUPPL P/N: PLC-RSC-24DC/1-1/ACT; MODEL NO: 2967109; TYPICAL RESPONSE TIME: 8M/S; AMBIENT OPERATION TEMPERATURE: -25 TO 60 DEG C; AMBIENT STORAGE TEMPERATURE: -40 TO 85 DEG C; WEIGHT: 0.06798KG | C&I | V1 | Each | 5 | 25 | 250 | 6250
133 | 616555 | MODULE:17 PLUS;I/P 433 VAC; 65 VDC | MODULE: TYPE: 17 PLUS; INPUT: 433 VAC; 65 VDC; SUPPL P/N: Q02-00; MIDDLE PART; TERMINAL BLOCKS | C&I | V1 | Each | 18 | 90 | 413.95 | 37255.5
134 | 616562 | MODULE:DUAL CURRENT LOOP;I/P 4-20 MA | MODULE: TYPE: DUAL CURRENT LOOP; INPUT: 4-20 MA; OUTPUT: 4-20 MA; APPLICATION: ISOLATION/DUPLICATION OF ANALOG; SUPPL P/N: CAL23DMA-S2/SIL3; PROTECTION: IP20 | C&I | V1 | Each | 34 | 170 | 13900 | 2363000
135 | 621078 | POWER SUPPLY:I/P 220 VAC;24 VDC;5 A | POWER SUPPLY: INPUT: 220 VAC; OUTPUT VOLTAGE: 24 VDC; OUTPUT CURRENT: 5 A; APPLICATION: SUBMERGED SCRAPER CONVEYOR HYDRAULIC DRIVE; CLASSIFICATION: NON HAZARDOUS; MOUNTING: DIN RAIL; SUPPL P/N: TRIO-PS/1AC/24DC/5; VOLTAGE ADJUSTABLE ON FRONT PANEL 22.5 TO 29.5V TO COVER FRO VOLTAGE DROP | BAR | V1 | Each | 9 | 45 | 632.5 | 28462.5
136 | 621440 | CNTRLR ELECTRNC:ENERGY MANAGER;230 VAC | CONTROLLER, ELECTRONIC: TYPE: ENERGY MANAGER; POTENTIAL: 230 VAC; OUTPUT: 4-20 MA; INPUT: 4-20 MA; CLASSIFICATION: NON HAZARDOUS; MOUNTING: DIN RAIL; SPECIFICATION: EN1434-1; SUPPL P/N: RMS621-21BAA1211; 90-250VAC; 1-2X4-20MA; 2XPT100/500/1000; 0-2X4-20MA; MATERIAL NO: 51003589; ALPHANUMERIC DISPLAY: 8 BUTTON | C&I | V1 | Each | 3 | 15 | 32493 | 487395
137 | 621696 | CONVERTER SGNL:FLOW TO CURRENT;REMOTE | CONVERTER, SIGNAL: TYPE: FLOW TO CURRENT; INPUT: 0.01-10 M/S; OUTPUT: 24 V 4-20 MA; POWER SOURCE: 230 VAC 50 HZ; APPLICATION: DCMPU ELECTROMAGNETIC FLOWMETER; MOUNT: REMOTE; CLASSIFICATION: IP65; SPECIFICATION: SAFMAG; FLOWMETER MODEL NO: 200D2NISSR0031; SERIAL: 090513098 | STP | V1 | Each | 1 | 5 | 32247.75 | 161238.75
138 | 621698 | MODULE:4 CHANNEL ANALOG INPUT | MODULE: TYPE: 4 CHANNEL ANALOG INPUT; APPLICATION: MODICON TSX MICRO TSX721101/TSX3721001 PLC; 16BITS ANALOG/DIGITAL CONVERSION; ISOLATION VOLTAGE: 500VAC; PRODUCT WEIGHT: 0.21KG; INPUT IMPEDENCE: 10OHM; CURRENT CONSUMPTION: 85MA; FOR USE ON SEWAGE TREATMENT PLANT | STP | V1 | Each | 2 | 10 | 0.01 | 0.1
139 | 625525 | POWER SUPPLY:I/P 230 VAC;230 VAC;1500 VA | POWER SUPPLY: INPUT: 230 VAC; OUTPUT VOLTAGE: 230 VAC; OUTPUT CURRENT: 1500 VA; SUPPL P/N: 6DU1961-1AA00-0CA0; RAK TOWER WITH NETWORK CARD APC NETWORK MANAGEMENT CARD; THE TWO COMPONENTS ARE DELIVERED SEPARATELY; SMART UPS SMX1500RM12U 230V 1500VA LCD RACK/TOWER WITH NETWORK CARD APC NETWORK MANAGEMENT CARD 2 | C&I | V1 | Each | 1 | 5 | 57880.67 | 289403.35
140 | 630880 | MODULE:RELAY;O/P 250 VAC;MICOM P139 | MODULE: TYPE: RELAY; OUTPUT: 250 VAC; APPLICATION: SWITCHGEAR PROTECTION; SPECIFICATION: MICOM P139; SUPPL P/N: P139-56900044-309-415-633-462-949; REFERENCE NO: P139-56900044-309-415-633-462-947 | SWG | V1 | Each | 10 | 50 | 7507.66 | 375383
141 | 630881 | MODULE:RELAY;O/P 250 VAC;MICOM P243 | MODULE: TYPE: RELAY; OUTPUT: 250 VAC; APPLICATION: SWITCHGEAR PROTECTION; SPECIFICATION: MICOM P243; SUPPL P/N: P243316A6M0578K; REFERENCE NO: PP243316A6M0578K | SWG | V1 | Each | 5 | 25 | 11335.2 | 283380
142 | 630882 | MODULE:RELAY;O/P 250 VAC;MICOM P264 | MODULE: TYPE: RELAY; OUTPUT: 250 VAC; APPLICATION: SWITCHGEAR PROTECTION; SPECIFICATION: MICOM P264; SUPPL P/N: C264C11M6910003201000001110N00; REFERENCE NO: C264C11M6910003201000001110N00 | SWG | V1 | Each | 5 | 25 | 13870.43 | 346760.75
143 | 630883 | MODULE:RELAY;O/P 250 VAC;MICOM P544 | MODULE: TYPE: RELAY; OUTPUT: 250 VAC; APPLICATION: SWITCHGEAR PROTECTION; SPECIFICATION: MICOM P544; SUPPL P/N: P544316C6M0420K; REFERENCE NO: P544316C6M0420K | SWG | V1 | Each | 5 | 25 | 26110.3 | 652757.5
144 | 630884 | MODULE:RELAY;O/P 250 VAC;MICOM P746 | MODULE: TYPE: RELAY; OUTPUT: 250 VAC; APPLICATION: SWITCHGEAR PROTECTION; SPECIFICATION: MICOM P746; SUPPL P/N: P746316A6N0028K; REFERENCE NO: P746316A6N0028K | SWG | V1 | Each | 5 | 25 | 22406.23 | 560155.75
145 | 630885 | MODULE:RELAY;O/P 250 VAC;MICOM P139 | MODULE: TYPE: RELAY; OUTPUT: 250 VAC; APPLICATION: SWITCHGEAR PROTECTION; SPECIFICATION: MICOM P139; SUPPL P/N: P139-56904044-309-415-633-462-947; REFERENCE NO: P139-56904044-309-415-633-462-947 | SWG | V1 | Each | 10 | 50 | 7919.23 | 395961.5
146 | 633924 | MODULE:RELAY;O/P 250 VAC;MICOM P543 | MODULE: TYPE: RELAY; OUTPUT: 250 VAC; APPLICATION: SWITCHGEAR PROTECTION; SPECIFICATION: MICOM P543; MICON TWO CHANNEL DIFFERENTIAL RELAY WITH CORTEXCODE P543 316C6M0448K DATASHEET OF ITEM REQUIRED UPON RF | SWG | V1 | Each | 5 | 25 | 257444.37 | 6436109.25
147 | 633925 | MODULE:RELAY;O/P 250 VAC;MICOM P631 | MODULE: TYPE: RELAY; OUTPUT: 250 VAC; APPLICATION: SWITCHGEAR PROTECTION; SPECIFICATION: MICOM P631 | SWG | V1 | Each | 5 | 25 | 9956.46 | 248911.5
148 | 633966 | MODULE:SPEED MODULE;I/P 0-30 VDC | MODULE: TYPE: SPEED MODULE; INPUT: 0-30 VDC; OUTPUT: 4-20 MA; APPLICATION: TURBINE CENTER LINE SPEED MEASURE; SPECIFICATION: EPRO SPEED MODULE; SUPPL P/N: MMS6350D; REFERENCE NO: MMS6350 D; INPUT RESISTANCE100 KILO-OHMS, FREQUENCY 0-16 KHZ, SIL3 | C&I | V1 | Each | 8 | 40 | 118200 | 4728000
149 | 633967 | MODULE:MAIN TURBINE CONTROL VALVE MODULE | MODULE: TYPE: MAIN TURBINE CONTROL VALVE MODULE; INPUT: 0-24 VDC; OUTPUT: 4-20 MA; POWER SOURCE: 15 V DC; APPLICATION: VICKERS MODULE; SPECIFICATION: TURBINE HP/IP CONTROL VALVES; SUPPL P/N: EEA-PAM-581-D-32; REFERENCE NO: EEA-PAM-581-D-32; MONITORING LED 10 ON THE MODULE AND 6 POTENTIOMETERS ON THE MODULE. | C&I | V1 | Each | 6 | 30 | 56028.86 | 1680865.8
150 | 635490 | AMPLIFIER:SWITCH;I/P 20-30 VDC;O/P 24;1 | AMPLIFIER: TYPE: SWITCH; INPUT: 20-30 VDC; OUTPUT: 24 VDC; POWER: 1 W; CURRENT: <50 MA; SUPPL P/N: KFD2-SR2-EX1 WL/B; REFERENCE NO: KFD2-SR2-EX1 WL/B; OUTPUT CURRENT: MINIMUM 2MA. SIL 2 ACC. TO IEC 61508/IEC61511, RELAY OUTPUT CONTACT, CONTACTY LOADING 253V AC, SWITCHING FERQUENCY 2MA/24V DC, DEGREE OF PROTECTION IP20, DIMENSIONS 20 X 119 X 115MM, MOUNTING DIN RAIL; VENDORS ARE RESPONSIBLE FOR ENSURING THAT THEY ARE PERFORMING AGAINST THE CORRECT DRAWING REVISION NUMBER (IF APPLICABLE). | TGN | V1 | Each | 4 | 20 | 3790 | 75800
151 | 637024 | AMPLIFIER:SERVO;I/P 11-70 VDC;700 W | AMPLIFIER: TYPE: SERVO; INPUT: 11-70 VDC; OUTPUT: -10 TO 10 VDC; POWER: 700 W; SUPPL P/N: 53376; REFERENCE NO: 004.0773; SC A-B4-70-10; VENDORS ARE RESPONSIBLE FOR ENSURING THAT THEY ARE PERFORMING AGAINST THE CORRECT DRAWING REVISION NUMBER (IF APPLICABLE). | C&I | V1 | Each | 6 | 30 | 38016.05 | 1140481.5
152 | 639035 | MODULE:RELAY;I/P 4-20 MA;O/P 250 VAC | MODULE: TYPE: RELAY; INPUT: 4-20 MA; OUTPUT: 250 VAC; APPLICATION: SWITCHGEAR PROTECTION; SPECIFICATION: MICOM P746; SUPPL P/N: P746316E6N0028K; SCHENEIDER ELECTRIC | SWG | V1 | Each | 5 | 25 | 23435.14 | 585878.5
153 | 639036 | MODULE:RELAY;I/P 4-20 MA;O/P 250 VAC | MODULE: TYPE: RELAY; INPUT: 4-20 MA; OUTPUT: 250 VAC; APPLICATION: SWITCHGEAR PROTECTION; SPECIFICATION: MICOM P139 | SWG | V1 | Each | 10 | 50 | 8330.79 | 416539.5
154 | 641422 | AMPLIFIER:FLOW SENSOR;I/P 115-230 VAC;60 | AMPLIFIER: TYPE: FLOW SENSOR; INPUT: 115-230 VAC; OUTPUT: (2) RELAY/CHANGE OVER; POWER: 60 W; POTENTIAL: 230 V; REFERENCE NO: SKZ400WR; VENDORS ARE RESPONSIBLE FOR ENSURING THAT THEY ARE PERFORMING AGAINST THE CORRECT DRAWING REVISION NUMBER (IF APPLICABLE). | TRF | V1 | Each | 14 | 70 | 6884.36 | 481905.2
155 | 641676 | MODULE:DISPLAY KEYBOARD | MODULE: TYPE: DISPLAY KEYBOARD; APPLICATION: FOR PREPERERCED DOOR (WITH CHLORIDE INDUSTRIAL SYSTEM) UPS; SUPPL P/N: 5911390000; DRAWING NO: 10KVA (DT320876); 20KVA (DT320878); 30KVA WTP UPS | TGN | V1 | Each | 8 | 40 | 23080 | 923200
156 | 641701 | MODULE:750-315;FIELDBUS COUPLER (MODBUS) | MODULE: TYPE: FIELDBUS COUPLER (MODBUS); INPUT: RS-485 CONNECTOR (D-SUB) ACRE; OUTPUT: 6000; POWER SOURCE: 24 VDC; APPLICATION: EXCITATION CONTROL SYSTEM; DIMENSIONS: WD 50.5 X HT 100 X DP 71.1 MM; SPECIFICATION: IEC 60068-2-6; COMMERCIAL SIZE: DIN RAIL MOUNT; OEM P/N: 750-315, OEM: GE STEAM POWER SERVICE; SUPPL P/N: 750-315/300-000; MOUNT: 35 MM DIN RAIL; PROTECTION: IP20; OPERATING TEMP: 0-55 DEG C; WEIGH: 35 G | EXC | V1 | Each | 2 | 10 | 12755.3 | 127553
157 | 641703 | MODULE:P230AVR-SUCO;INTERFACE;24 V DC | MODULE: TYPE: INTERFACE; POWER SOURCE: 24 V DC; DIMENSIONS: WD 63 X LG 68 X HT 30 MM; OEM P/N: P230AVR-SUCO, OEM: GE STEAM POWER SERVICE; REFERENCE NO: 70010UL0; OPERATING TEMP: 0-100 DEG C | EXC | V1 | Each | 60 | 300 | 0.01 | 3
158 | 641710 | MODULE:TPA213;I/P 24 V;O/P 150 MA | MODULE: TYPE: THYRISTOR PULSE AMPLIFIER CARD; INPUT: 24 V; OUTPUT: 150 MA; POWER SOURCE: 24-110 V; APPLICATION: EXCITATION CONTROL SYSTEM; DIMENSIONS: WD 202 X LG 297 X HT 8 MM; OEM P/N: TPA213, OEM: GE STEAM POWER SERVICE; DRAWING NO: WE4-101104-44 REV 0; PROTECTION RATING: 2AT FUSE ON 24V SUPPLY INPUT; OPERATING TEMP: 0-60 DEG C | EXC | V1 | Each | 15 | 75 | 128088.36 | 9606627
159 | 642574 | CONTROLLER:INDUSTRIAL;4-20 MA;I/P 4-20 | CONTROLLER: TYPE: INDUSTRIAL; RANGE: 4-20 MA; RATING: 90-250 V AC; INPUT: 4-20 MA; MANUF P/N: KS90-110-00090-DA0; VENDORS ARE RESPONSIBLE FOR ENSURING THAT THEY ARE PERFORMING AGAINST THE CORRECT DRAWING REVISION NUMBER (IF APPLICABLE). | C&I | V1 | Each | 1 | 5 | 7483.6 | 37418
160 | 643803 | MODULE:INTERFACE;I/P 3PH 360-460V 304.1A | MODULE: TYPE: INTERFACE; INPUT: 3PH 360-460V 304.1A; OUTPUT: 230-400VAC/DC 116A; APPLICATION: STATION 2 C AND I UPS; COMMERCIAL SIZE: 80 KVA; SUPPL P/N: 5911240000; DRAWING NO: CP70Z1L-582622; REFERENCE NO: L12-0040; INCA-00 NUMERIC INTERFACE APODYS CHARGER 3 PHASES DT 321 406 | C&I | V1 | Each | 10 | 50 | 163111.11 | 8155555.5
161 | 645204 | CNTRLR ELECTRNC:PROGRAMMABLE | CONTROLLER, ELECTRONIC: TYPE: PROGRAMMABLE; SUPPL P/N: CPM1A-20CDR-A | C&I | V1 | Each | 3 | 15 | 0 | 0
162 | 645958 | MODULE:ISOLATED INPUT;FEEDWATER SYSTEM | MODULE: TYPE: ISOLATED INPUT; APPLICATION: FEEDWATER SYSTEM; SUPPL P/N: 1794-IF4I | FWS | V1 | Each | 6 | 30 | 42250.5 | 1267515
163 | 645959 | MODULE:OUTPUT;FEEDWATER SYSTEM | MODULE: TYPE: OUTPUT; APPLICATION: FEEDWATER SYSTEM; SUPPL P/N: 1794-OF41 | FWS | V1 | Each | 6 | 30 | 18900 | 567000
164 | 646143 | MODULE:CLOCK | MODULE: TYPE: CLOCK; SUPPL P/N: RS232-TXD8 | C&I | V1 | Each | 4 | 20 | 0.01 | 0.2
165 | 646147 | MODULE:CLOCK | MODULE: TYPE: CLOCK; SUPPL P/N: RS422 | C&I | V1 | Each | 2 | 10 | 0.01 | 0.1
166 | 648984 | MODULE:RELAY;I/P 24 VDC;24 V DC | MODULE: TYPE: RELAY; INPUT: 24 VDC; POWER SOURCE: 24 V DC; APPLICATION: PLC INTERFACE; DIMENSIONS: WD 6.2 X HT 80 X DP 94 MM; MANUF P/N: 2966540; REFERENCE NO: PLC-RSP-24DC/21AU; 9 MA; 1 PDT, SINGLE CONTACT | C&I | V1 | Each | 10 | 50 | 4955 | 247750
167 | 648985 | MODULE:RELAY;24 V DC;PLC | MODULE: TYPE: RELAY; POWER SOURCE: 24 V DC; APPLICATION: PLC; DIMENSIONS: WD 14 X HT 80 X DP 94 MM; MANUF P/N: 2967060; REFERENCE NO: PLC-RSC-24DC/21-21; AMBIENT TEMPERATURE -40 TO 60 DEG C - OPERATION | C&I | V1 | Each | 10 | 50 | 6784 | 339200
168 | 648986 | MODULE:RELAY;24 V DC;PLC INTERFACE | MODULE: TYPE: RELAY; POWER SOURCE: 24 V DC; APPLICATION: PLC INTERFACE; DIMENSIONS: WD 6.2 X HT 80 X DP 94 MM; MANUF P/N: 2900299; REFERENCE NO: PLC-RPIT-24DC/21; 1 PDT; SINGLE CONTACT; AMBIENT TEMPERATURE OPERATION -40 TO 60 DEG C | C&I | V1 | Each | 10 | 50 | 5825.42 | 291271
169 | 648990 | POWER SUPPLY:I/P 4-20 MA;24 VDC;4-20 MA | POWER SUPPLY: INPUT: 4-20 MA; OUTPUT VOLTAGE: 24 VDC; OUTPUT CURRENT: 4-20 MA; DIMENSIONS: WD 6.2 X HT 93.1 X DP 102.5 MM; TYPE: REPEATER; MANUF P/N: 2810230; REFERENCE NO: MINI MCR-SL-RPSS-I-I-SP; IP20; AMBIENT TEMPERATURE OPERATION -20 TO 60 DEG C; AMBIENT TEMPERATURE STORAGE/TRANSPORT -40 TO 85 DEG C; WITH SPRING CAGE CONNECTION; CERTIFICATE OF CLASSIFICATION DNV GL TAA00000N1 | C&I | V1 | Each | 10 | 50 | 19606.2 | 980310
170 | 649130 | POWER SUPPLY:I/P 770 W;200-240 V;4 A | POWER SUPPLY: INPUT: 770 W; OUTPUT VOLTAGE: 200-240 V; OUTPUT CURRENT: 4 A; APPLICATION: PRIMERGY RX200/S6; TYPE: DUAL SOCKET RACK SERVER; MANUF P/N: DPS-770BB-A; RATED FREQUENCY RANGE 50-60 HZ; ACTIVE POWER MIN PER SYSTEM UNIT 178W; ACTIVE POWER MAX PER SYSTEM UNIT 549W; APPARENT POWER MAX PER SYSTEM UNIT 557 VA; POWER SUPPLY EFFICIENCY 8 PCT | C&I | V1 | Each | 2 | 10 | 405460 | 4054600
171 | 653933 | DRIVER:PROPORTIONAL VALVE | DRIVER: TYPE: PROPORTIONAL VALVE; MANUF P/N: PVD3D2R; OPERATING VOLTAGE 9-35 VDC; MAXIMUM OUTPUT CURRENT 3A; OPERATING TEMPERATURE -40 TO 75 DEG C; INPUT SIGNALS 4-20 MA; INCLUDES TWO PWM SOLENOID OUTPUTS; OR COAL STACKER SLEWING HYDRAULIC SYSTEM; VENDORS ARE RESPONSIBLE FOR ENSURING THAT THEY ARE PERFORMING AGAINST THE CORRECT DRAWING REVISION NUMBER (IF APPLICABLE). | COA | V1 | Each | 3 | 15 | 15128 | 226920
172 | 654329 | MODULE COMM:DVI-VISION FIBER COMPUTER | MODULE, COMMUNICATION: TYPE: DVI-VISION FIBER COMPUTER; APPLICATION: RECEIVER MODULE IN BPS SYSTEM; MANUF P/N: MC2ARU2C0N; RJ45 SOCKET; D-SUB HD 15 SOCKET; PS/2 SOCKET; USB-B SOCKET; 3.5MM JACK PLUG; CURRENT CONSUMPTION AT 100V: 310MA AT 240V; 160MA; TEMPERATURE RANGES: OPERATION 5-45 DEG C; STORAGE 10-55 DEG C; <85% AIR MOISTURE; POWER CONSUMPTION MAX AT 100VAC; 24.6W AT 240VAC; 24.4W AT 12VDC 19.9W; INTERNAL POWER PACK IEC PLUG AC 100-240V/50-60HZ; REDUNDANT 12VDC, 5A | C&I | V1 | Each | 2 | 10 | 70558.71 | 705587.1
173 | 654336 | MODULE COMM | MODULE, COMMUNICATION: TYPE: DVI-VISION FIBER COMPUTER RECEIVER; APPLICATION: TRANSMITTER MODULE IN BPS SYSTEM; MANUF P/N: MC2ARU2CPU; CURRENT CONSUMPTION AT 100V: 410MA AT 240V: 200MA; TEMPERATURE RANGES: OPERATION 5-45 DEG C; STORAGE 10-55 DEG C; <85% AIR MOISTURE; POWER CONSUMPTION MAX AT 100VAC: 10.2W AT 240VAC; 10.8W AT 12VDC: 7.3W | C&I | V1 | Each | 2 | 10 | 96849 | 968490
174 | 656174 | MODULE:CONTROLLER;I/P 20-30 VDC;O/P 24 | MODULE: TYPE: CONTROLLER; INPUT: 20-30 VDC; OUTPUT: 24 VDC; POWER SOURCE: 24 V DC; APPLICATION: HART ON AH115/1H115B/AH125; MANUF P/N: E52C0204100; REFERENCE NO: MZ324; INTERNAL PROCESS VOLTAGE; THE PINS P1,P2,P5,P6 OF THE DAUGHTER BOARD ARE PLUGGED RESPECTIVIELY ON M1,M2,M3,M4 OF THE MOTHER BOARD; EXTERNAL PROCESS VOLTAGE THE PINS P3,P4,P7,P8 OF THE DAUGHTER BOARD ARE PLUGGED RESPECTIVELY ON M3,M4,M5,M6 OF THE MOTHER BOARD | C&I | V1 | Each | 10 | 50 | 12808.6 | 640430
175 | 656179 | POWER SUPPLY:I/P 100-240 VAC;24 VDC;1 A | POWER SUPPLY: INPUT: 100-240 VAC; OUTPUT VOLTAGE: 24 VDC; OUTPUT CURRENT: 1 A; DIMENSIONS: WD 22.5 X HT 99 X DP 114.5 MM; TYPE: MINI; MOUNTING: HORIZONTAL DIN RAIL NS 35; MANUF P/N: MINI-PS-100-240AC/24DC/1; IP20; AMBIENT TEMPERATURE OPERATION -25 TO 70 DEG C; PLUGGABLE SCREW CONNECTION; PRIMARY SWITCH MODE; SLIM DESIGN | C&I | V1 | Each | 2 | 10 | 44100 | 441000
176 | 659173 | CONVERTER:FIBER OPTIC;I/P 24 VDC | CONVERTER: TYPE: FIBER OPTIC; INPUT: 24 VDC; OUTPUT: 5VDC 50MA; APPLICATION: PROFIBUS UP TO 12 MBPS; MANUF P/N: 2708559; REFERENCE NO: L0805230; PSI-MOS-PROFIB/FO 1300 E; IP20; AMBIENT TEMPERATURE OPERATION -20 TO 60 DEG C; WD 35 X HT 99 X DP 105MM; DEVICES CONVERT COPPER BASED PROFIBUS DP INTERFACES TO FIBER OPTICS | C&I | V1 | Each | 2 | 10 | 19545.05 | 195450.5
177 | 659191 | MODULE:SINGLEMODE ESC PORT MEDIA | MODULE: TYPE: SINGLEMODE ESC PORT MEDIA; APPLICATION: MODULAR, MANAGED, INDUSTRIAL WORKGROUP SWITCH MACH102; COMMERCIAL SIZE: WD 138 X HT 90 X DP 42 MM; MANUF P/N: M1-8SM-SC; REFERENCE NO: 943 970-201; L0607010; 8 X 100 BASE FX; POWER CONSUMPTION 10W; OPERATING TEMPERATURE 0 TO 50 DEG C; IP20 | C&I | V1 | Each | 2 | 10 | 329800 | 3298000
178 | 660495 | MODULE:RECTIFIER DIODE | MODULE: TYPE: RECTIFIER DIODE; MANUF P/N: DD89N; SCREW DEPTH MAX 9MM | EXC | V1 | Each | 6 | 30 | 147750 | 4432500
179 | 661243 | MODULE COMM:48530001 | MODULE, COMMUNICATION: TYPE: MULTI FLUIDS PULSE CONCENTRATOR; REFERENCE NO: E52Q0006550; 48530001; ANALOG INPUT 25MA; COMMUNICATION TYPE RS485; | C&I | V1 | Each | 10 | 50 | 10826.41 | 541320.5
180 | 661272 | POWER SUPPLY:I/P 200-240V 4A;12 V;32 A | POWER SUPPLY: INPUT: 200-240V 4A; OUTPUT VOLTAGE: 12 V; OUTPUT CURRENT: 32 A; TYPE: SERVER PSU; MANUF P/N: S26113-E570-V50; 450W | C&I | V1 | Each | 4 | 20 | 160366.43 | 3207328.6
181 | 661359 | POWER SUPPLY:I/P 100-240 VAC;13.8 V;3.5 | POWER SUPPLY: INPUT: 100-240 VAC; OUTPUT VOLTAGE: 13.8 V; OUTPUT CURRENT: 3.5 A; DIMENSIONS: WD 97 X LG 159 X HT 38 MM; TYPE: 55W SINGLE OUTPUT; MANUF P/N: AD-55A; WITH BATTERY CHARGER(UPS FUNCTION) | C&I | V1 | Each | 2 | 10 | 472800 | 4728000
182 | 661362 | POWER SUPPLY:I/P 100-240 VAC;12 V;3 A | POWER SUPPLY: INPUT: 100-240 VAC; OUTPUT VOLTAGE: 12 V; OUTPUT CURRENT: 3 A; DIMENSIONS: WD 97 X LG 99 X HT 36 MM; TYPE: 35W SINGLLE OUTPUT SWITCHING; MANUF P/N: NES-35-12 | C&I | V1 | Each | 2 | 10 | 2047.5 | 20475
183 | 661390 | MODULE COMM:ETHERNET SERVER ADAPTER | MODULE, COMMUNICATION: TYPE: ETHERNET SERVER ADAPTER; MANUF P/N: L0103950; REFERENCE NO: I350; CONNECTOR RJ45 (COPPER), LC FIBER - OPTIC FIBER; DATA RATE SUPPORTED PR ART 10/100/1000 MBPS(COPPER), 1000 MPBS (FIBER) | C&I | V1 | Each | 5 | 25 | 161100 | 4027500
184 | 661398 | MODULE COMM:ETHERNET INTEL PRO | MODULE, COMMUNICATION: TYPE: ETHERNET INTEL PRO; MANUF P/N: L0103840; 100/S WITH 3 ETH PORTS | C&I | V1 | Each | 5 | 25 | 0.01 | 0.25
185 | 661409 | POWER SUPPLY:I/P 100-240 VAC;12 VDC;20 A | POWER SUPPLY: INPUT: 100-240 VAC; OUTPUT VOLTAGE: 12 VDC; OUTPUT CURRENT: 20 A; DIMENSIONS: WD 115 X HT 130 X DP 152.5 MM; MOUNTING: DIN RAIL; MANUF P/N: U0710020; REFERENCE NO: TRIO-PS/1AC/24VDC/20; 2866381; IP20; AMBIENT TEMPERATURE -25 TO 70 DEG C (OPERATION) | C&I | V1 | Each | 6 | 30 | 11817.33 | 354519.9
186 | 661868 | POWER SUPPLY:I/P 230VAC 1.15A;5-6 A | POWER SUPPLY: INPUT: 230VAC 1.15A; OUTPUT VOLTAGE: 24VDC; +/- 3%; OUTPUT CURRENT: 5-6 A; APPLICATION: UNITS TUBE LEAK DETECTOR SYSTEM; SUPPL P/N: 6EP1333-2AA01; 87 PCT EFFICIENCY; AMBIENT TEMPERATURE 0-60 DEG | VSD | V1 | Each | 3 | 15 | 0.01 | 0.15
187 | 663788 | AMPLIFIER:PROPORTIONAL CONTROL CARD;24 | AMPLIFIER: TYPE: PROPORTIONAL CONTROL CARD; INPUT: 0-5 VDC; OUTPUT: 0.8-1.2 A; POWER: 24 VDC; MANUF P/N: V0006227553; MODEL NO: SDFSADF; DIMENSIONS WD 39 X LG 20 X HT 124MM; FOR ASH STACKER LUFFING HYDRAULIC MOTOR; VENDORS ARE RESPONSIBLE FOR ENSURING THAT THEY ARE PERFORMING AGAINST THE CORRECT DRAWING REVISION NUMBER (IF APPLICABLE). | MAP | V1 | Each | 2 | 10 | 358900 | 3589000
188 | 663789 | AMPLIFIER:CONTROL CARD;I/P 20-40 V;24 | AMPLIFIER: TYPE: CONTROL CARD; INPUT: 20-40 V; OUTPUT: 0-2 V; POWER: 24 VDC; MANUF P/N: EEA PAM 523 A32; WD 40 X LG 175 X HT 128MM; FOR ASH STACKER LUFFING FLOW CONTROL VALVE; INCLUDING F32 CARD HOLDER; VENDORS ARE RESPONSIBLE FOR ENSURING THAT THEY ARE PERFORMING AGAINST THE CORRECT DRAWING REVISION NUMBER (IF APPLICABLE). | MAP | V1 | Each | 2 | 10 | 132500 | 1325000
189 | 664255 | MODULE:EQ3730EDIO;I/P 24 VDC;3 W | MODULE: TYPE: 8 CHANNEL ENHANCED DISCRETE I/O; INPUT: 24 VDC; OUTPUT: 2A AT 30VDC; POWER SOURCE: 3 W; OEM P/N: EQ3730EDIO | C&I | V1 | Each | 2 | 10 | 418000 | 4180000
190 | 664259 | CNTRLR ELECTRNC:EAGLE QUANTUM PREMIER;24 | CONTROLLER, ELECTRONIC: TYPE: EAGLE QUANTUM PREMIER; POTENTIAL: 24 VDC; OUTPUT: 1A AT 30VDC; INPUT: 24 VDC; POWER: 9 W; MANUF P/N: EQ3001DNST; DRY CONTACT RATING OUTPUT (8 RELAYS); SPDT; TWO STATE INPUTS (ON/OFF) | C&I | V1 | Each | 2 | 10 | 389996.9 | 3899969
191 | 664705 | POWER SUPPLY:I/P 220-240 V;24 V;10 A | POWER SUPPLY: INPUT: 220-240 V; OUTPUT VOLTAGE: 24 V; OUTPUT CURRENT: 10 A; APPLICATION: FIRE SYSTEM; TYPE: BATTERY CHARGER; MANUF P/N: A36D-10-24V-513L1-12L | C&I | V1 | Each | 2 | 10 | 0.01 | 0.1
192 | 665112 | MODULE:OPERATING;COAL, ASH MASS METER | MODULE: TYPE: OPERATING; APPLICATION: COAL, ASH MASS METER; SPECIFICATION: 60-12CSA; SUPPL P/N: XR462085 | COA | V1 | Each | 9 | 45 | 984.81 | 44316.45
193 | 665920 | MODULE:FLEX I/O;I/P 0-20 MA | MODULE: TYPE: FLEX I/O; INPUT: 0-20 MA; POWER SOURCE: 19.2-31.2 V DC; MANUF P/N: 1794-IF41 A; REFERENCE NO: 66578602; FLEXBUS 5VDC (55MA); TEMPERATURE RATING -20 TO 50 DEG C; TCODE T4A(PLANT 5170) | TGN | V1 | Each | 10 | 50 | 0.01 | 0.5
194 | 666457 | MODULE:MULTIMODE DSC PORT MEDIA | MODULE: TYPE: MULTIMODE DSC PORT MEDIA; APPLICATION: MODULAR MANAGED SWITCH MACH102; COMMERCIAL SIZE: WD 138 X HT 90 X DP 42 MM; MANUF P/N: M1-8MM-SC; REFERENCE NO: 943 970-101; 8 X 100 BASE FX; POWER CONSUMPTION 10W; OPERATING TEMPERATURE 0 - TO 50 DEG C; IP20; CLASS A | C&I | V1 | Each | 4 | 20 | 206850 | 4137000
195 | 666460 | MODULE COMM:ETHERNET MACH 100 MEDIA | MODULE, COMMUNICATION: TYPE: ETHERNET MACH 100 MEDIA; APPLICATION: MODULAR MANAGED SWITCH MACH100 10/100 BASE-TX; MANUF P/N: M1-8TP-RJ45; SUPPL P/N: 943 970-001; POWER CONSUMPTION 2W; OPERATING TEMPERATURE 0 TO 50 DEG C; IP20; WD 138 X HT 90 X DP 42 MM; EN 55022 CLASS A | C&I | V1 | Each | 5 | 25 | 164900 | 4122500
196 | 667292 | MODULE:P320;CONDUCTION SURVEILANCE V | MODULE: TYPE: CONDUCTION SURVEILANCE V; INPUT: 21.5 - 28 VDC; OUTPUT: 6-16 V; POWER SOURCE: 24 V; DIMENSIONS: WD 68 X LG 63 X HT 30 MM; OEM P/N: P320, OEM: GE STEAM POWER SERVICE; REFERENCE NO: PTP12A45024-EB; COMPOSED OF 2 BOARDS LZ123/LZ124 AND A PLASTIC BOX; INTERNAL CONSUMPTION 30MA; OPERATING TEMPERATURE -0 TO 100 DEG C; DIGITAL NOMINAL CURENT 5 MA; OUTPUT TEMPORISATION LENGTH, TRANSITION FROM "1 TO 0" 100MS; THE MODULE IS FIXED ON THE POWER BAR WITH 2 AUTO-THREADING SCREWS (M3) | EXC | V1 | Each | 60 | 300 | 32996.4 | 9898920
197 | 667356 | MODULE:PUMP CONTROL CARD;I/P 4-20 MA | MODULE: TYPE: PUMP CONTROL CARD; INPUT: 4-20 MA; OUTPUT: 200-650 MA; POWER SOURCE: 24 V DC; APPLICATION: ASH STACKER CRAWLER HPU; MANUF P/N: GB-HVZ/1A-HA/BBC; REFERENCE NO: 125627-A | MAP | V1 | Each | 2 | 10 | 468000 | 4680000
198 | 669279 | MODULE:AMPLIFIER;I/P 0-20 MA;O/P 4-20 MA | MODULE: TYPE: AMPLIFIER; INPUT: 0-20 MA; OUTPUT: 4-20 MA; DIMENSIONS: WD 114 X HT 105 X DP 45 MM; COMMERCIAL SIZE: WD 114 X HT 105 X DP 45 MM; MANUF P/N: 6D6332D22-AA | C&I | V1 | Each | 10 | 50 | 0.01 | 0.5
199 | 670075 | MODULE:ELT BLOCKED CHUTE;24 V DC | MODULE: TYPE: ELT BLOCKED CHUTE; POWER SOURCE: 24 V DC; APPLICATION: ELT BLOCKED CHUTE DETECTOR; MANUF P/N: P07009G4; REFERENCE NO: 140494; WITH ADJUSTABLE DELAY FUNCTION; USED ON ASH CONVEYOR BELT PROTECTION | MAP | V1 | Each | 2 | 10 | 19400 | 194000
200 | 671012 | CNTRLR ELECTRNC:DIGITAL TEMPERATURE;250 | CONTROLLER, ELECTRONIC: TYPE: DIGITAL TEMPERATURE; POTENTIAL: 250 V; OUTPUT: 10 A; INPUT: 6 A; CLASSIFICATION: IP20; MOUNTING: DIN RAIL; MANUF P/N: DDTC 24VDC; CONTACT 2 X 6A SPDT; OPERATING TEMPERATURE -10 TO 50 DEG C; DIMENSIONS: WD 36 X HT 92 X DP 64 MM; FOR USE AT WATERPLANT | WAT | V1 | Each | 12 | 60 | 5081.68 | 304900.8
201 | 671056 | UNIT CTRL:SENSOR GUARD;220 VAC;PANEL | UNIT, CONTROL: TYPE: SENSOR GUARD; SUPPLY: 220 VAC; INPUT: 110/220 VAC; OUTPUT: 7.5-15 VDC; MOUNT: PANEL; MANUF P/N: 20351129; TEMPERATURE RANGE -20 TO 50 DEG C; OUTPUT CONTACTS RIP STOP, FAIL STOP AND AUXLIARIES; DIMENSIONS WD 305 X HT 457 X DP 184 MM; FOR USE ON COAL AND ASH PLANT | COA | V1 | Each | 2 | 10 | 415758.87 | 4157588.7
202 | 671058 | CONTROLLER:METAL DETECTION;1-100 PCT | CONTROLLER: TYPE: METAL DETECTION; RANGE: 1-100 PCT; RATING: 220 V; APPLICATION: SY2A/B CONVEYORS; MOUNTING: INSIDE PANEL; MANUF P/N: METASEARCH4; SOLID STATE USER INTERFACE WITH LCD SCREEN; FACILITY TO ACCEPT THE SIGNAL FROM A BELT SPLICE PICK-UP; INCLUDES 3 X TRAIP RELAYS AND LED INDICATORS; INCLUDES FAULT/TRIGGER RELAY AND LED INDICATOR; METAL DETECTION CONTROLLER CONNECTION POSSIBLE WITH POWDER MARKER SYSTEM; VENDORS ARE RESPONSIBLE FOR ENSURING THAT THEY ARE PERFORMING AGAINST THE CORRECT DRAWING REVISION NUMBER (IF APPLICABLE). | COA | V1 | Each | 2 | 10 | 65760 | 657600
203 | 671861 | MODULE:750-452;INPUT ANALOG | MODULE: TYPE: INPUT ANALOG; APPLICATION: GH180 VSD WAGO I/O MODULE; OEM P/N: 750-452 | C&I | V1 | Each | 10 | 50 | 0.01 | 0.5
204 | 674847 | MODULE:2 WIRC;O/P 4-20 MA;24 V DC | MODULE: TYPE: 2 WIRC; OUTPUT: 4-20 MA; POWER SOURCE: 24 V DC; REFERENCE NO: Z015-909/01 | C&I | V1 | Each | 30 | 150 | 38080.83 | 5712124.5
205 | 674858 | CONTROLLER:SD6332D22-AA#1;0-1.8 A;IP30 | CONTROLLER: TYPE: SD6332D22-AA#1; RANGE: 0-1.8 A; RATING: IP30; APPLICATION: HP BYOASS VALVE; OUTPUT: 30 VDC; MOUNTING: DIN RAIL; INPUT: 1.8 A; VENDORS ARE RESPONSIBLE FOR ENSURING THAT THEY ARE PERFORMING AGAINST THE CORRECT DRAWING REVISION NUMBER (IF APPLICABLE). | C&I | V1 | Each | 10 | 50 | 9000 | 450000
206 | 675440 | AMPLIFIER:SWITCHING, 2 CHANNEL ISOLATING | AMPLIFIER: TYPE: SWITCHING, 2 CHANNEL ISOLATING; INPUT: NAMUR EN 60947-5-6; OUTPUT: 2 NO RELAYS; POWER: 3 W; POTENTIAL: 20-250 VAC OR 20-125 VDC; CURRENT: 2 AMP; SUPPL P/N: IM1-22EX-R; THE OUTPUT CIRCUIT FEATURES 2 RELAYS; EACH WITH 1 NO CONTACT; ATEX CERTIFIED; IDENTIFICATION NUMBER: 7541231; PROTECTION CLASS: IP20; VENDORS ARE RESPONSIBLE FOR ENSURING THAT THEY ARE PERFORMING AGAINST THE CORRECT DRAWING REVISION NUMBER (IF APPLICABLE). | COA | V1 | Each | 10 | 50 | 89775 | 4488750
207 | 675635 | AMPLIFIER:2 CHANNEL ISOLATING SWITCHING | AMPLIFIER: TYPE: 2 CHANNEL ISOLATING SWITCHING; INPUT: NAMUR EN 60947-5-6; OUTPUT: 2 NO RELAYS; POWER: 3 W; POTENTIAL: 20-250 VAC OR 20-125 VDC; CURRENT: 2 AMP; OEM P/N: IMI-22EX-R; THE OUTPUT CIRCUITS FEATURE 2 RELAYS; EACH WITH 1 NO CONTACT; ATEX CERTIFIED; IDENTIFICATION NUMBER: 7541231; PROTECTION CLASS: IP20; VENDORS ARE RESPONSIBLE FOR ENSURING THAT THEY ARE PERFORMING AGAINST THE CORRECT DRAWING REVISION NUMBER (IF APPLICABLE). | COA | V1 | Each | 16 | 80 | 7520.3 | 601624
208 | 675636 | CONVERTER SGNL:ISOLATED;I/P RS232 | CONVERTER, SIGNAL: TYPE: ISOLATED; INPUT: RS232; OUTPUT: RS485; POWER SOURCE: 12VAC 24VDC; APPLICATION: MEDUPI COAL STOCKYARD GPS SYSTEM MAIN PANEL; MOUNT: DIN RAIL; SPECIFICATION: HD67118; SUPPL P/N: HD67118; ELECTRICAL ISOLATION BETWEEN RS232C AND RS485; MAX BAUD RATE: 115.200 BPS; DIMENSION 120 X 107 X 23 MM | COA | V1 | Each | 2 | 10 | 1000 | 10000
209 | 677893 | MODULE:REVERSE ROTATION MONITOR | MODULE: TYPE: REVERSE ROTATION MONITOR; MANUF P/N: PSM 1130/5 | SWG | V1 | Each | 5 | 25 | 0.01 | 0.25
210 | 682021 | MODULE:HTGY300851R0001;GROUNDING, RC | MODULE: TYPE: GROUNDING, RC; OEM P/N: HTGY300851R0001, OEM: GE STEAM POWER SERVICE; DRAWING NO: HTGG131921-11 REV G; FOR EARTHING ASSEMBLED | TGN | V1 | Each | 2 | 10 | 41687.01 | 416870.1
211 | 685258 | MODULE COMM:UMT162A;P320 AVR | MODULE, COMMUNICATION: TYPE: UNIVERSAL MEASUREMENT TREATMENT; INPUT: ANALOG: +-10; DIGITAL: 0-0-GREATER THAN 0; 16-24 GREATER THAN 1 VDC; OUTPUT: ANALOG: 0-10; BINARY: 24 VDC; APPLICATION: GENERATOR MEASUREMENT TREATMENT MODULE; HARDWARE: P320 AVR; OEM P/N: UMT162A, OEM: GE STEAM POWER SERVICE | EXC | V1 | Each | 6 | 30 | 0.01 | 0.3
212 | 688389 | CNTRLR ELECTRNC:UNIT;24 VDC;DIN RAIL | CONTROLLER, ELECTRONIC: TYPE: UNIT; POTENTIAL: 24 VDC; OUTPUT: 7.5A (MAXIMUM 2.5A PER OUTPUT CHANNEL AT 24V); INPUT: 8A @ 24VDC; CLASSIFICATION: NON-RATED DESIGNED FOR ASH PLANT OPERATION; MOUNTING: DIN RAIL; RANGE: 12-24 VDC; CURRENT: 9A @ 24VDC OR 4.5 @ 12VDC; POWER: 95W (AT 12VDC) OR 190W (AT 24VDC); OEM P/N: ISVC-02-MEDUPI | DST | V1 | Each | 60 | 300 | 0.01 | 3
213 | 690211 | POWER SUPPLY:I/P 85 TO 264 VAC;24 VDC;21 | POWER SUPPLY: INPUT: 85 TO 264 VAC; OUTPUT VOLTAGE: 24 VDC; OUTPUT CURRENT: 21 A; APPLICATION: EXCITATION HVAC LCP; TYPE: SWITCH MODE; MOUNTING: PANEL; MANUF P/N: PMC-24V050W1AA | C&I | V1 | Each | 4 | 20 | 0.01 | 0.2
214 | 692480 | CNTRLR ELECTRNC:CONTROLLER;240 VAC;IP 66 | CONTROLLER, ELECTRONIC: TYPE: CONTROLLER; POTENTIAL: 240 VAC; INPUT: 240 VAC; SPECIFICATION: IP 66; REFERENCE NO: P0903055; SUPPLIER:STI; SERIAL NO: P0903055; PLEASE SUPPLY AND DELIVER THE FOLLOWING STI SMART TRACK CONTROLLER; SERIAL NO P0900024V TAG 29799; SUPPLY VOLTAGE 240 VAC; FREQUENCY 50-60HZ; ABIENT TEMPERATURE -20 TO T0 DEGREES CELCIUS; THE CONTROLLER ENCLOSURE IS RATED FOR NEMA4X / IP66 ENVIRONMENT; INSIDE CONTROLLER BOX THREE ELECTRONIC BOARDS ARE MOUNTED; THE FIRST ONE IS MOUNTED ON THE CONTROLLER COVER AND IT IS CALLED :DISPLAY BOARD" (STI P/N 64037); THE SECOND ONE IS MOUNTED ON THE BOTTOM OF THE CONTROLLER'S BOX AND IS CALLED ''POWER BOARD:(STI P/N 64038); THE 3RD ONE IS THE DRIVER IF THE HYDRAULIS PROPORTIONAL VALUE AND IT IS PLUGGED IN TO POWER BOARD (P/N CS05032BT) | C&I | V1 | Each | 6 | 30 | 0.01 | 0.3
215 | 693583 | MODULE:ZB10EBST18-A;CROWBAR FIRING UNIT | MODULE: TYPE: CROWBAR FIRING UNIT; OEM P/N: ZB10EBST18-A; DRAWING NO: WE4-101104-49 REV 0 | C&I | V1 | Each | 10 | 50 | 0.01 | 0.5
216 | 694121 | CNTRLR ELECTRNC:24VAC; 26VDC;O/P 10/100 | CONTROLLER, ELECTRONIC: TYPE: MULTI-EQUIPMENT CONTROL AND INTEGRATION; POTENTIAL: 24VAC; 26VDC; OUTPUT: 10/100 MB; INPUT: 25 PCT; MOUNTING: BASE; POWER: 10 W; SUPPL P/N: ME-LGR25 | C&I | V1 | Each | 3 | 15 | 3000 | 45000
217 | 699134 | MODULE:AL.BR.1794-AENT | MODULE: TYPE: AL.BR.1794-AENT; APPLICATION: VORECON ETHERNET ADAPTOR; OEM P/N: AL.BR.1794-AENT; ALLEN-BRADLEY INTERFACE MODULE (ETHERNET ADAPTER) REF NO: TCR204.007 859 0; USED ON VORECON LAC11/12/13 AP010 MK01 | FWS | V1 | Each | 6 | 30 | 19755 | 592650
218 | 699135 | MODULE:ANALOG I/O;VORECON VEHS | MODULE: TYPE: ANALOG I/O; APPLICATION: VORECON VEHS; ALLANALOG INPUT/OUTPUT MODULE; REF NO: TCR204.001 872 00; USED ON VORECON LAC11/12/13 AP010 MK01 | C&I | V1 | Each | 6 | 30 | 147000 | 4410000
219 | 700205 | MODULE:DIGITAL I/O;VORECON CONTROL | MODULE: TYPE: DIGITAL I/O; APPLICATION: VORECON CONTROL; OEM P/N: AL.BR.1794-IB 16XOB16P; REFERENCE NO: TCR204.003 561 10; DIGITAL INPUT/OUTPUT MODULE; USED ON VORECON LAC11/12/13 AP010 MK01 | FWS | V1 | Each | 6 | 30 | 16935 | 508050
220 | 700208 | MODULE:DIGITAL OUTPUT;VORECON CONTROL | MODULE: TYPE: DIGITAL OUTPUT; APPLICATION: VORECON CONTROL; OEM P/N: AL.BR.1794-OB8EP; ALLEN-BRADLEY DIGITAL OUTPUT MODULE; USED ON VORECON LAC11/12/13 AP010 MK01 | FWS | V1 | Each | 6 | 30 | 9945 | 298350
221 | 700628 | POWER SUPPLY:I/P 24 VDC;24 V;30 W | POWER SUPPLY: INPUT: 24 VDC; OUTPUT VOLTAGE: 24 V; OUTPUT CURRENT: 30 W; APPLICATION: TUBE LEAK DETECTION SYSTEM; CLASSIFICATION: HARSH AND DUSTY INVIRONMENT IN THE ENCLOSURE; TYPE: UNO PHOENIX CONTACT; MOUNTING: DIN RAIL; SUPPL P/N: 2902991; MODULE POWER SUPPLY; MAKE PHOENIX CONTACT; UNO POWER SUPPLY; ORDER CODE: 2902991; | C&I | V1 | Each | 32 | 160 | 1800 | 288000
222 | 704290 | MODULE:CUAL-11 CUDSMC ISOLATED;O/P 24 | MODULE: TYPE: CUAL-11 CUDSMC ISOLATED; INPUT: 80 / 300 VDC; OUTPUT: 24 VDC; DATASHEET IS REQUIRED; FOR USE AT COAL SILO C&I UPS APODYS2; DT321 478 SEARIAL NO: L12-0142 | C&I | V1 | Each | 4 | 20 | 41000 | 820000
223 | 706705 | MODULE:CUAL-11 CUDSMC;80 KVA | MODULE: TYPE: CUAL-11 CUDSMC; INPUT: 3 PH 360V - 460 304.1A; OUTPUT: 230 VDC 400VAC 116A; COMMERCIAL SIZE: 80 KVA; OEM P/N: 5911091100; FOR STATION 2 C&I UPS APODYS E; DT 321 406 SERIAL NO L12-0040 | C&I | V1 | Each | 4 | 20 | 220032 | 4400640
224 | 706707 | MODULE:CUAL 11 CUDSMC;80 KVA | MODULE: TYPE: CUAL 11 CUDSMC; INPUT: 3 PH 360V - 460V 304.1 A; OUTPUT: 230 VDC 400 VAC 116A; COMMERCIAL SIZE: 80 KVA; FOR SUB WEST C&I UPS APODYS E; DT 321 407 SERIAL NO L12-0043 | C&I | V1 | Each | 6 | 30 | 0.01 | 0.3
225 | 706709 | MODULE:CUAL-11 CUDSMC;80 KVA | MODULE: TYPE: CUAL-11 CUDSMC; INPUT: 3 PH 360 - 460 304.1A; OUTPUT: 230 VDC 400VAC 116A; COMMERCIAL SIZE: 80 KVA; FOR UNIT 4 C&I UPS; DT 320 081 SERIAL NO: L10-2409 | C&I | V1 | Each | 4 | 20 | 41000 | 820000
226 | 706711 | MODULE:CUAL-11 CUDSMC | MODULE: TYPE: CUAL-11 CUDSMC; FOR UNIT 5 C&I UPS APODYS E; DT 321 405 SERIAL NO L12-0039 | C&I | V1 | Each | 4 | 20 | 41000 | 820000
227 | 706722 | MODULE:CUAL 11 CUDSMC | MODULE: TYPE: CUAL 11 CUDSMC; FOR STATION 1 C&I UPS 3&4 APODYS 2; DT 582 617 SERIAL NO L-16 1760 | C&I | V1 | Each | 4 | 20 | 41000 | 820000
228 | 706725 | MODULE:CUAL 11 CUDSMC | MODULE: TYPE: CUAL 11 CUDSMC; FOR STATION 1 C&I UPS 1&2 APODYS 2; DT 321 406 SERIAL NO L12-0041; DATASHEET IS REQUIRED; | C&I | V1 | Each | 4 | 20 | 41000 | 820000
229 | 706726 | MODULE:CUAL 11 CUDSMC | MODULE: TYPE: CUAL 11 CUDSMC; FOR 1; 2; 3 C&I UPS APODYS 2; DT 582 615 SERIAL NO L16-1644; DATASHEET IS REQUIRED | C&I | V1 | Each | 4 | 20 | 41000 | 820000
230 | 706905 | POWER SUPPLY:I/P 100-240 VAC;24 VDC;40 | POWER SUPPLY: INPUT: 100-240 VAC; OUTPUT VOLTAGE: 24 VDC; OUTPUT CURRENT: 40 AMP; DIMENSIONS: WD 122 X HT 130 X THK 125 MM; MOUNTING: DIN RAIL MOUNTING; OEM P/N: QUINT-PS/1AC/24DC/20; ORDER NO:2866776; FOR USE ON VORECON COUPLING LAC11/12/13 AP010 MK01 | FWS | V1 | Each | 5 | 25 | 112800 | 2820000
231 | 706906 | POWER SUPPLY:I/P 24 VDC;24 VDC;2 AMP | POWER SUPPLY: INPUT: 24 VDC; OUTPUT VOLTAGE: 24 VDC; OUTPUT CURRENT: 2 AMP; DIMENSIONS: WD 70 X HT 118 X THK 87 MM; OEM P/N: 1769-PB2 | FWS | V1 | Each | 4 | 20 | 114600 | 2292000
232 | 707264 | CONVERTER:KFU8-GUT-1.D;TEMPERATURE | CONVERTER: TYPE: KFU8-GUT-1.D; INPUT: 90V DC/253V AC; OUTPUT: 250 VAC/24 - 40VDC - 2A; APPLICATION: TEMPERATURE; SPECIFICATION: IEC 61508/61511; OEM P/N: KFUT-GUT-1.D; ANALOG INPUT; SIL2; 20 TO 90 VDC/48 TO 253 VAC; 2W-2; 5VA/2; 2W-3VA; RTD; PT100; IP20; TA;-20 TO 60 DEGREE C; 40X119 X 115MM; PEPPER L & FUCHS TEMPERATURE CONVERTER; INPUT (PT100-1000 & NI100-1000) THERMOCOUPLES AND POTENTIOMETER; OUTPUT: 3 OUTPUT - OUTPUT I; II (RELAYOUTPUT) & OUTPUT III (ANALOG CURRENT OUTPUT) | FUL | V1 | Each | 20 | 100 | 14532.53 | 1453253
233 | 711918 | POWER SUPPLY:I/P 100-240 VAC;24 VDC;4 A | POWER SUPPLY: INPUT: 100-240 VAC; OUTPUT VOLTAGE: 24 VDC; OUTPUT CURRENT: 4 A; MOUNTING: DIN RAIL; MANUF P/N: 2938837; REFERENCE NO: MINI-PS-100-240AC/24DC/4; BURNER PANELS | C&I | V1 | Each | 30 | 150 | 3500 | 525000
234 | 715357 | MODULE:ETHERNET SWITCH;FAST ETHERNET | MODULE: TYPE: ETHERNET SWITCH; APPLICATION: FAST ETHERNET; SPECIFICATION: IEC : 61850-3 IEEE : 1613; SUPPL P/N: PM-7200-8SFP; OPTICAL FIBRE PORTS | C&I | V1 | Each | 20 | 100 | 44272.5 | 4427250
235 | 719827 | BOARD PC:CIAT CONNECT 2 | BOARD, PRINTED CIRCUIT: TYPE: CIAT CONNECT 2; DATASHEET IS REQUIRED WITH QUOTATION; THE CONNECT TWO CONTROL MODULE CONSISTS OF ONE CONTROL AND DISPLAY PANEL FITTED ON THE UNIT; COMPATIBLE WITH AQUACIAT FREE COOLING; IT IS FITTED AS STANDARD ON WATER CHILLERS (OR WATER HEATER) EQUIPPED ONE OR TWO REFRIGERATED CIRCUIT AND SCROLL COMPRESSORS | C&I | V1 | Each | 10 | 50 | 32981.7 | 1649085
236 | 725682 | MODULE COMM:03034KTQ;SWITCHPROCESSING | MODULE, COMMUNICATION: TYPE: SWITCHPROCESSING; APPLICATION: OTN; HARDWARE: CCT BOARD; OEM P/N: 03034KTQ; MODEL NO: TMB3EFS801; 8-PORT 100M FE | C&I | V1 | Each | 10 | 50 | 0.01 | 0.5
237 | 737789 | MODULE:EC BOS 8;24 VDC;WD 110 X LG 171.1 | MODULE: TYPE: EC BOS 8; POWER SOURCE: 24 VDC; APPLICATION: PROCESING PLANT DATA; DIMENSIONS: WD 110 X LG 171.1 MM; SPECIFICATION: ETHERNET OR WIRELESS; MANUF P/N: EC-NPB-ZWAVE, EC-NPB-SRM; 34 POINT IO; PROCESSOR TI AM3352 1000 MHZ ARM; CORTEX -A8; MEMORY 1 GB DDR3 SDRAM; EC-NET 4 4,1 OR LATER; EC-NET ACCESS 2.4.445 OR LATER; CONSUMPTION 24 VA (24 VAC) 24 W (24 VDC) | C&I | V1 | Each | 4 | 20 | 5000 | 100000
238 | DCF to be completed | AMPLIFIER:2 CHANNEL ISOLATING SWITCHING | AMPLIFIER: TYPE: PROPORTIONAL CONTROL CARD; INPUT: 12-30VDC; OUTPUT: 0.5-12.6 A; POWER: 24 VDC; MANUF P/N: EHCD-AM005XXXU; SPECIFICATION: HYDAC POWER AMPLIFIER DIGITAL, UNIVERSAL, UP TO 2 SOLENOIDS FOR DUAL-CHANNEL PRESSURE OR NEEDLE VALVE CONTROL; APPLICATION: FOR MILL GRINDER AND COUNTER PRESSURE CONTROL; VENDORS ARE RESPONSIBLE FOR ENSURING THAT THEY ARE PERFORMING AGAINST THE CORRECT DRAWING REVISION NUMBER AND THAT THE OPERATING/USER MANUAL IS PROVIDED | C&I | V1 | Each | 10 | 50 | 25799.8 | 1289990
239 | DCF to be completed | HMI Screen used on the BFP vorecon control panel | DISPLAY UNIT: TYPE: TOUCH; SPECIFICATION: PANELVIEW PLUS 600 COLOR UNIT; SCREEN SIZE: 5,7 INCH WITH DISPLAY AREA 115W X 86H MM; DISPLAY TYPE: COLOR ACTIVE-MATRIX TFT; DISPLAY RESOLUTION: 20 X 240, 18 BIT COLOR GRAPHICS; APPLICATION: HMI SCREEN USED ON THE BFP VORECON PLC CONTROL PANEL; MANUF P/N: 2711P-K6C20D B | C&I | V1 | Each | 10 | 50 | 0 | 0

## PO History Kusile (hidden)
Material | Purchasing Group | Purchasing Document | Item | Document Date | Short Text | Order Quantity | Net Price | Net Order Value | Still to be delivered (value) | Still to be delivered (qty) | Name of Supplier | PO history/release documentation | Price unit | Plant | Outline agreement
124280 | G33 | 4503319708 | 10 | 2023-07-04 | PLUG ELECT:DS63/90;DECONTACTOR;4;4;63 A | 2 | 6033.63 | 12067.26 | 0 | 0 | 11000556 VOLTEX POTCHEFSTROOM |  | Medupi | 3370
124280 | 60A | 4502858566 | 10 | 2019-06-03 | PLUG,ELECT:DS63/90;DECONTACTOR;POLE 4 | 3 | 4281.2 | 12843.6 | 0 | 0 | 11009109 N AND R ELECTRONIC AND M |  | Medupi | 3370
124280 | 02D | 4502783909 | 10 | 2018-11-08 | PLUG,ELECT:DS63/90;DECONTACTOR;POLE 4 | 3 | 1550 | 4650 | 0 | 0 | 11066415 EMASHACKS CONSTRUCTION A |  | Medupi | 3370
125802 | 60A | 4502854798 | 20 | 2019-05-23 | CONTACTOR:3RT1016-1AP01;CONTROL;9 A;4 | 6 | 1570.65 | 9423.9 | 0 | 0 | 11070074 LIGHTSTONE STEEL |  | Medupi | 3370
125802 | 014 | 4503037217 | 20 | 2020-11-25 | CONTACTOR:3RT1016-1AP01;CONTROL;220 VAC | 1 | 1501.4 | 0 | 0 | 1 |  |  | Kusile | 3380
226177 | 99C | 3070347382 | 1 | 2017-11-02 | RELAY:MVAA11T1NA1151A;AUXILIARY;220 VDC | 2 | 9400 | 18800 | 0 | 0 | 11085389 ICOSEAL |  | Medupi | 3370
226177 | 101 | 3070349000 | 2 | 2017-11-15 | RELAY:MVAA11T1NA1151A;AUXILIARY;220 VDC | 2 | 20250 | 40500 | 0 | 0 | 11084860 LUCKY MOLOI TRANSPORT |  | Kusile | 3380
228412 | 346 | 4503021871 | 10 | 2020-10-15 | BLOCK,CONTACT:3SB3400-0B;SWITCH;230 VAC | 5 | 1400 | 7000 | 0 | 0 | 11089026 SHANDUKA CONSTRUCTION AN |  | Medupi | 3370
228412 | 101 | 4502769881 | 10 | 2018-10-04 | BLOCK,CONTACT:3SB3400-0B;SWITCH;230 VAC | 10 | 620 | 6200 | 0 | 0 | 11085874 MLOTSHWA RESOURCES |  | Kusile | 3380
246125 | 60A | 4502948869 | 20 | 2020-02-24 | RELAY OVRLD:3RU1126-4BBO;14-20 A;THERMAL | 3 | 803.88 | 2411.64 | 0 | 0 | 11087713 TJ SYSTEM INTEGRATORS |  | Medupi | 3370
246125 | 60A | 4502920273 | 20 | 2019-11-21 | RELAY OVRLD:3RU1126-4BBO;14-20 A;THERMAL | 3 | 969.15 | 2907.45 | 0 | 0 | 11087951 NYEBE GROUPS |  | Medupi | 3370
251484 | 99C | 4502681840 | 30 | 2018-03-13 | BLOCK,CONTACT:3RH1911-1FA22;AUXILIARY | 10 | 226 | 2260 | 0 | 0 | 11046242 BHABSONS |  | Medupi | 3370
251526 | 346 | 4502775975 | 20 | 2018-10-19 | BASE,RELAY:LZSPT78740;14 PIN;WD 28 MM | 9 | 59.7 | 537.3 | 0 | 0 | 11001648 LURICO ELECTRICAL AND ME |  | Medupi | 3370
251526 | 89B | 3070269897 | 14 | 2016-01-15 | BASE,RELAY:LZSPT78740;14 PIN;WD 28 MM | 3 | 68.5 | 205.5 | 0 | 0 | 11044910 CONTROLGEAR SYSTEM (Pty) |  | Medupi | 3370
251526 | 101 | 3070339886 | 1 | 2017-08-28 | BASE,RELAY:LZSPT78740;14 PIN;WD 28 MM | 100 | 168.9 | 16890 | 0 | 0 | 11082119 MDLIVANE PROJECTS |  | Kusile | 3380
251528 | 346 | 4503021871 | 20 | 2020-10-15 | BASE,RELAY:LZXPT570730 ;WD 22.5 MM | 24 | 325 | 7800 | 0 | 0 | 11089026 SHANDUKA CONSTRUCTION AN |  | Medupi | 3370
251528 | 82D | 4503148699 | 10 | 2021-11-19 | BASE RLY:LZXPT570730;PLUG IN 4 CONTACT | 10 | 6.43 | 64.3 | 0 | 0 | 11090156 DITERELE PROJECTS AND SU |  | Kusile | 3380
251528 | 101 | 3070333307 | 5 | 2017-07-04 | BASE,RELAY:LZXPT570730 ;WD 22.5 MM | 50 | 353.5 | 17675 | 0 | 0 | 11082792 NIZNA |  | Kusile | 3380
251660 | 89B | 3070269897 | 25 | 2016-01-15 | CONTACTOR:3RT1015-IAP01;400 V;COIL 230 V | 2 | 452 | 904 | 0 | 0 | 11044910 CONTROLGEAR SYSTEM (Pty) |  | Medupi | 3370
251678 | 04C | 3070268059 | 58 | 2015-12-17 | CONTACTOR:3RT1055-6AP36;MAIN;400 V;3 | 2 | 5488 | 10976 | 0 | 0 | 11044910 CONTROLGEAR SYSTEMS |  | Medupi | 3370
251678 | 101 | 3070336987 | 2 | 2017-08-02 | CONTACTOR:3RT1055-6AP36;MAIN;400 V;3 | 3 | 8000 | 24000 | 0 | 0 | 11085284 LRT GLOBAL |  | Kusile | 3380
555258 | 346 | 4502918608 | 20 | 2019-11-18 | CONTACTOR:OIL BURNER;400 VAC;230 VAC;3 | 3 | 495 | 1485 | 0 | 0 | 11088040 MEGA TAG AGRICULTURE AND |  | Medupi | 3370
555258 | 346 | 4502914385 | 20 | 2019-11-06 | CONTACTOR:OIL BURNER;400 VAC;230 VAC;3 | 3 | 495 | 1485 | 0 | 0 | 11088040 MEGA TAG AGRICULTURE AND |  | Medupi | 3370
575141 | 04C | 3070279871 | 108 | 2016-03-31 | RELAY,THERM:RT1U;OVERLOAD;690 VAC | 10 | 364.9 | 3649 | 0 | 0 | 11053524 GE SOUTH AFRICA |  | Medupi | 3370
575149 | 04C | 3070279871 | 100 | 2016-03-31 | RELAY,THERM:RT1B;OVERLOAD;690 VAC | 10 | 347.52 | 3475.2 | 0 | 0 | 11053524 GE SOUTH AFRICA |  | Medupi | 3370
575152 | 04C | 3070279871 | 107 | 2016-03-31 | RELAY,THERM:RT11M;OVERLOAD;690 VAC | 10 | 364.9 | 3649 | 0 | 0 | 11053524 GE SOUTH AFRICA |  | Medupi | 3370
575153 | 04C | 3070279871 | 109 | 2016-03-31 | RELAY,THERM:RT1S;OVERLOAD;690 VAC | 10 | 364.9 | 3649 | 0 | 0 | 11053524 GE SOUTH AFRICA |  | Medupi | 3370
575154 | 04C | 3070279871 | 88 | 2016-03-31 | RELAY,CNTRL:30A - 150A;1NO 1NC;PANEL | 10 | 1565.15 | 15651.5 | 0 | 0 | 11053524 GE SOUTH AFRICA |  | Medupi | 3370
575162 | 04C | 3070279871 | 73 | 2016-03-31 | RELAY,CNTRL:16A;2NO 2NC;COIL 230 VDC | 10 | 223.47 | 2234.7 | 0 | 0 | 11053524 GE SOUTH AFRICA |  | Medupi | 3370
575163 | 346 | 4502789401 | 10 | 2018-11-22 | RELAY, CONTROL:CONTCT RTNG 10A;6, 3 | 8 | 14080 | 112640 | 0 | 0 | 11085152 AYIZE LISEDI 88 PROJECTS |  | Medupi | 3370
575163 | 89B | 3070269897 | 6 | 2016-01-15 | RELAY,CNTRL:10A;3 CHANGE OVER;6, 3 | 4 | 95.3 | 381.2 | 0 | 0 | 11044910 CONTROLGEAR SYSTEM (Pty) |  | Medupi | 3370
575163 | 031 | 3070167488 | 51 | 2013-12-27 | RELAY,CNTRL:10A;3 CHANGE OVER;6, 3 | 4 | 97 | 388 | 0 | 0 | 11044538 KABO KWABELA SUPPLIES |  | Medupi | 3370
575163 | 101 | 3070351450 | 9 | 2017-12-07 | RELAY,CNTRL:10A;3 CHANGE OVER;6, 3;RAIL | 3 | 210 | 630 | 0 | 0 | 11080743 BLIZ TRADING ENTERTPRISE |  | Kusile | 3380
575164 | 04C | 3070279871 | 79 | 2016-03-31 | RELAY,CNTRL:16A;2NO 2NC;COIL 24 VDC;4PST | 10 | 236.41 | 2364.1 | 0 | 0 | 11053524 GE SOUTH AFRICA |  | Medupi | 3370
575165 | 04C | 3070279871 | 78 | 2016-03-31 | RELAY,CNTRL:16A;3NO 1NC;COIL 24 VDC;4PST | 10 | 236.41 | 2364.1 | 0 | 0 | 11053524 GE SOUTH AFRICA |  | Medupi | 3370
575166 | 04C | 3070279871 | 91 | 2016-03-31 | RELAY,THERM:RT1P;OVERLOAD;690 VAC | 10 | 351.87 | 3518.7 | 0 | 0 | 11053524 GE SOUTH AFRICA |  | Medupi | 3370
575167 | 04C | 3070279871 | 81 | 2016-03-31 | RELAY,CNTRL:16A;2NO 2NC;COIL 230 VAC | 10 | 191.25 | 1912.5 | 0 | 0 | 11053524 GE SOUTH AFRICA |  | Medupi | 3370
575171 | G33 | 4503373853 | 10 | 2023-12-19 | CONTACTOR:SWITCHGEAR;690VAC 440VDC;230;3 | 10 | 2355.75 | 23557.5 | 23557.5 | 10 | 11000556 VOLTEX POTCHEFSTROOM |  | Medupi | 3370
575171 | 04C | 3070279871 | 84 | 2016-03-31 | CONTACTOR:112804;SWITCHGEAR;40 A;3 | 10 | 1153.19 | 11531.9 | 0 | 0 | 11053524 GE SOUTH AFRICA |  | Medupi | 3370
575177 | 04C | 3070279871 | 80 | 2016-03-31 | RELAY,CNTRL:22A - 110A;1NO 1NC;PANEL | 10 | 1003.94 | 10039.4 | 0 | 0 | 11053524 GE SOUTH AFRICA |  | Medupi | 3370
575180 | 04C | 3070279871 | 102 | 2016-03-31 | RELAY,THERM:RT1N;OVERLOAD;690 VAC | 10 | 347.52 | 3475.2 | 0 | 0 | 11053524 GE SOUTH AFRICA |  | Medupi | 3370
575184 | 346 | 4503166001 | 10 | 2022-01-28 | RELAY CTRL:60.13;220 V 10 A;2NO 2NC | 44 | 600 | 26400 | 0 | 0 | 11090408 THAHLAL LEGACY HOLDINGS |  | Medupi | 3370
575184 | 89B | 3070269897 | 7 | 2016-01-15 | RELAY,CNTRL:60.13;220V 10A;2NO 2NC | 20 | 106 | 2120 | 0 | 0 | 11044910 CONTROLGEAR SYSTEM (Pty) |  | Medupi | 3370
575189 | G33 | 4503396385 | 80 | 2024-03-14 | CONTACTOR:690VAC / 440VDC;230 VAC;50 A;3 | 11 | 1392.4 | 15316.4 | 0 | 0 | 11008695 MARRICO SALES AND MARKET |  | Medupi | 3370
575189 | G33 | 4503305573 | 10 | 2023-05-19 | CONTACTOR:690VAC / 440VDC;230 VAC;50 A;3 | 11 | 1500 | 16500 | 0 | 0 | 11092479 SENCHAR ENG AND SUPPLIES |  | Medupi | 3370
575189 | 04C | 3070279871 | 86 | 2016-03-31 | CONTACTOR:690VAC / 440VDC ;COIL 230 VAC | 10 | 756 | 7560 | 0 | 0 | 11053524 GE SOUTH AFRICA |  | Medupi | 3370
575202 | 04C | 3070279871 | 105 | 2016-03-31 | RELAY,THERM:RT1L;OVERLOAD;690 VAC | 10 | 347.52 | 3475.2 | 0 | 0 | 11053524 GE SOUTH AFRICA |  | Medupi | 3370
575203 | 04C | 3070279871 | 93 | 2016-03-31 | RELAY,THERM:RT1N;OVERLOAD;690 VAC | 10 | 347.52 | 3475.2 | 0 | 0 | 11053524 GE SOUTH AFRICA |  | Medupi | 3370
575204 | 04C | 3070279871 | 76 | 2016-03-31 | RELAY,CNTRL:16A;3NO 1NC;COIL 220 VDC | 10 | 223.47 | 2234.7 | 0 | 0 | 11053524 GE SOUTH AFRICA |  | Medupi | 3370
575212 | 04C | 3070279871 | 104 | 2016-03-31 | RELAY,THERM:RT1K;OVERLOAD;690 VAC | 10 | 347.52 | 3475.2 | 0 | 0 | 11053524 GE SOUTH AFRICA |  | Medupi | 3370
575215 | 04C | 3070279871 | 85 | 2016-03-31 | CONTACTOR:104104;SWITCHGEAR;18 A;3 | 10 | 409.83 | 4098.3 | 0 | 0 | 11053524 GE SOUTH AFRICA |  | Medupi | 3370
575227 | 04C | 3070279871 | 83 | 2016-03-31 | CONTACTOR:104144;SWITCHGEAR;25 A;3 | 10 | 546.44 | 5464.4 | 0 | 0 | 11053524 GE SOUTH AFRICA |  | Medupi | 3370
575228 | 04C | 3070279871 | 90 | 2016-03-31 | CONTACTOR:104284;SWITCHGEAR;50 A;3 | 10 | 2454.39 | 24543.9 | 0 | 0 | 11053524 GE SOUTH AFRICA |  | Medupi | 3370
575229 | 04C | 3070279871 | 87 | 2016-03-31 | CONTACTOR:110804;SWITCHGEAR;25 A;3 | 10 | 546.44 | 5464.4 | 0 | 0 | 11053524 GE SOUTH AFRICA |  | Medupi | 3370
575232 | 04C | 3070279871 | 98 | 2016-03-31 | RELAY,THERM:RT1G;OVERLOAD;690 VAC | 10 | 347.52 | 3475.2 | 0 | 0 | 11053524 GE SOUTH AFRICA |  | Medupi | 3370
575238 | 12E | 4503409610 | 10 | 2024-05-02 | CONTACTOR:INSTA;440 VAC;230 V;24 A;4;4NO | 4 | 168191.46 | 672765.84 | 0 | 0 | 11087515 MALELE TRADING AND PROJE |  | Medupi | 3370
575238 | 12E | 4503397086 | 10 | 2024-03-18 | CONTACTOR:INSTA;440 VAC;230 V;24 A;4;4NO | 4 | 168191.46 | 672765.84 | 0 | 0 | 11087515 MALELE TRADING AND PROJE |  | Medupi | 3370
575243 | 438 | 4503255531 | 30 | 2022-11-18 | CONTACTOR:.;400 VAC;230 V;7 A;3;1NO 2NC | 2 | 225.87 | 451.74 | 0 | 0 | 11000379 SIEMENS PROPRIETARY LIMI |  | Medupi | 3370 | 4600069496
575243 | 438 | 4503104125 | 30 | 2021-06-28 | CONTACTOR:3RT1015-1AP01-3MA0;400 VAC;3 | 2 | 226.87 | 453.74 | 0 | 0 | 11000379 SIEMENS PROPRIETARY LIMI |  | Medupi | 3370 | 4600069496
575243 | 04C | 3070268059 | 70 | 2015-12-17 | CONTACTOR:3RT1015-1AP01-3MA0 ;400 VAC | 2 | 721 | 1442 | 0 | 0 | 11044910 CONTROLGEAR SYSTEMS |  | Medupi | 3370
575248 | 031 | 3070168616 | 8 | 2014-01-13 | CONTACTOR:3RT1016-1AP04-3MA;400 VAC;3 | 2 | 850 | 1700 | 0 | 0 | 11080727 IZANDRA TRADING 18 |  | Medupi | 3370
575256 | 04C | 3070268059 | 68 | 2015-12-17 | CONTACTOR:3RT1046-1AP04;440 V;95 A;3 | 2 | 3608 | 7216 | 0 | 0 | 11044910 CONTROLGEAR SYSTEMS |  | Medupi | 3370
575256 | 031 | 3070167488 | 54 | 2013-12-27 | CONTACTOR:3RT1046-1AP04;440 V;95 A;3 | 2 | 4414 | 8828 | 0 | 0 | 11044538 KABO KWABELA SUPPLIES |  | Medupi | 3370
575256 | 014 | 3070347327 | 1 | 2017-11-01 | CONTACTOR:3RT1046-1AP04;440 V;95 A;3 | 9 | 10000 | 90000 | 0 | 0 | 11086180 CONTINAM INDUSTRIAL |  | Kusile | 3380
575260 | 346 | 4502981895 | 10 | 2020-06-22 | RELAY:8 PIN;230VAC;2 CONTACTS;RACK | 4 | 506 | 2024 | 0 | 0 | 11088504 ELEMETRIC ENGINEERING |  | Medupi | 3370
575263 | 031 | 3070168616 | 7 | 2014-01-13 | CONTACTOR:3RT1054-1AP36;400 VAC;115 A | 2 | 7212 | 14424 | 0 | 0 | 11080727 IZANDRA TRADING 18 |  | Medupi | 3370
575263 | 98E | 4503102747 | 10 | 2021-06-23 | CONTACTOR:3RT1054-1AP36;400 VAC;115 A;3 | 20 | 9626.2 | 192524 | 0 | 0 | 11082998 ZWELE TRADING |  | Kusile | 3380
575263 | 101 | 3070345149 | 2 | 2017-10-12 | CONTACTOR:3RT1054-1AP36 ;400 VAC ;3 | 30 | 6784 | 203520 | 0 | 0 | 11080844 KATELOPELO TRADING |  | Kusile | 3380
575266 | 99C | 4502952517 | 30 | 2020-03-04 | CONTACTOR:3RT1025-1AP00;440 V;230 V;3 | 2 | 841 | 1682 | 0 | 0 | 11080401 BOLT AND ENGINEERING DIS |  | Medupi | 3370
575266 | 04C | 3070268059 | 66 | 2015-12-17 | CONTACTOR:3RT1025-1AP00;440 V;15.5 A;3 | 2 | 582.4 | 1164.8 | 0 | 0 | 11044910 CONTROLGEAR SYSTEMS |  | Medupi | 3370
575266 | 031 | 3070167488 | 53 | 2013-12-27 | CONTACTOR:3RT1025-1AP00;440 V;15.5 A;3 | 2 | 661 | 1322 | 0 | 0 | 11044538 KABO KWABELA SUPPLIES |  | Medupi | 3370
575266 | 98E | 4503028432 | 50 | 2020-11-03 | CONTACTOR:3RT1025-1AP00;440 V;230 V;3 | 2 | 2500 | 5000 | 0 | 0 | 11083113 UMNDENI HOLDINGS |  | Kusile | 3380
575285 | 031 | 3070164494 | 1 | 2013-12-05 | CONTACTOR:3RT1056-6 AP36;HEATER;400 VAC | 2 | 7150 | 14300 | 0 | 0 | 11000189 VOLTEX(WITBANK) |  | Medupi | 3370
575285 | 101 | 4502842705 | 10 | 2019-04-23 | CONTACTOR:3RT1056-6AP36;HEATER;400 VAC | 2 | 10900 | 21800 | 0 | 0 | 11085284 LRT GLOBAL PROJECTS |  | Kusile | 3380
575285 | 101 | 3070336987 | 1 | 2017-08-02 | CONTACTOR:3RT1056-6AP36;HEATER;400 VAC | 3 | 10900 | 32700 | 0 | 0 | 11085284 LRT GLOBAL |  | Kusile | 3380
576690 | 99C | 4503154827 | 10 | 2021-12-09 | RELAY:PLUGABLE INTERFACE;250VAC-24VDC | 4 | 162.5 | 650 | 0 | 0 | 11056792 LEPHALALE SUPPLIES |  | Medupi | 3370
576690 | 89B | 3070338187 | 3 | 2017-08-14 | RELAY:PLUGABLE INTERFACE ;250VAC-24VDC | 2 | 70.73 | 141.46 | 0 | 0 | 11049390 PPE TECHNOLGIES |  | Medupi | 3370
576697 | 89B | 3070338187 | 5 | 2017-08-14 | RELAY:PLUGABLE INTERFACE;110 V;110 V | 2 | 75.56 | 151.12 | 0 | 0 | 11049390 PPE TECHNOLGIES |  | Medupi | 3370
576713 | 346 | 4503315275 | 20 | 2023-06-20 | MODULE:SE6395/C01;RELAY CARD | 7 | 17528 | 122696 | 0 | 0 | 11091765 MR PROJECTS AND ENGINEER |  | Medupi | 3370
576713 | 346 | 4503219889 | 20 | 2022-07-28 | MODULE:RELAY CARD | 6 | 16177 | 97062 | 0 | 0 | 11087713 TJ SYSTEM INTEGRATORS |  | Medupi | 3370
576713 | 346 | 4503106818 | 180 | 2021-07-06 | MODULE:SE6395/C01;RELAY CARD;WITH 12 | 2 | 14707 | 29414 | 0 | 0 | 11052518 ZKT |  | Medupi | 3370
576713 | 346 | 4502675519 | 180 | 2018-02-28 | MODULE:SE6395/C01;RELAY CARD | 2 | 19400 | 38800 | 0 | 0 | 11085295 LIVHUWAMI AKWANDE AFRIKA |  | Medupi | 3370
576726 | 89B | 3070338188 | 8 | 2017-08-14 | RELAY:220 VDC;8 CHANGEOVER LATCHING | 3 | 9700 | 29100 | 0 | 0 | 11052518 ZKT |  | Medupi | 3370
576726 | 58D | 4503204068 | 80 | 2022-06-03 | RELAY:BJ-8BB-220V;220 VDC;10 A;8PST | 2 | 0.01 | 0.02 | 0 | 0 | 11001961 GE POWER SERVICES |  | Kusile | 3380 | 4600061681
576726 | 58D | 4503204068 | 390 | 2022-06-03 | RELAY:BJ-8BB-220V;220 VDC;10 A;8PST | 1 | 0.01 | 0.01 | 0 | 0 | 11001961 GE POWER SERVICES |  | Kusile | 3380 | 4600061681
576726 | 98E | 4503025388 | 420 | 2020-10-26 | RELAY:220 VDC;8 CHANGEOVER LATCHING;10 A | 2 | 0.01 | 0.02 | 0 | 0 | 11001961 GE POWER SERVICES |  | Kusile | 3380 | 4600068027
576726 | 58D | 4503015892 | 430 | 2020-09-29 | RELAY:220 VDC;8 CHANGEOVER LATCHING;10 A | 2 | 12127.5 | 24255 | 0 | 0 | 11001961 GE POWER SERVICES |  | Kusile | 3380 | 4600068027
576737 | 89B | 3070338186 | 6 | 2017-08-14 | RELAY,T DEL:0.15S-300HR ;2NO ;5 A | 5 | 3076 | 15380 | 0 | 0 | 11046242 BHABSONS |  | Medupi | 3370
576737 | 98E | 4503025388 | 130 | 2020-10-26 | RELAY T-DELAY:0.15S-300HR;2NO;5 A | 2 | 0.01 | 0.02 | 0 | 0 | 11001961 GE POWER SERVICES |  | Kusile | 3380 | 4600068027
576737 | 58D | 4503015892 | 130 | 2020-09-29 | RELAY T-DELAY:0.15S-300HR;2NO;5 A | 2 | 5032.5 | 10065 | 0 | 0 | 11001961 GE POWER SERVICES |  | Kusile | 3380 | 4600068027
576737 | 014 | 4502870765 | 10 | 2019-07-05 | RELAY T-DELAY:0.15S-300HR;2NO;5 A | 1 | 44880.1 | 44880.1 | 0 | 0 | 11084769 SES VUKILE ENGINEERING A |  | Kusile | 3380
576738 | 89B | 3070338188 | 10 | 2017-08-14 | RELAY,T DEL:0.1S-300HR ;2NC ;5 A | 5 | 3356 | 16780 | 0 | 0 | 11052518 ZKT |  | Medupi | 3370
576738 | 98E | 4503172327 | 20 | 2022-02-17 | RELAY T-DELAY:0.1S-300HR;2NC;5 A;RAIL | 3 | 1030 | 3090 | 0 | 0 | 11006571 DEUTRANS |  | Kusile | 3380
576738 | 98E | 4503025388 | 140 | 2020-10-26 | RELAY T-DELAY:0.1S-300HR;2NC;5 A;RAIL | 2 | 0.01 | 0.02 | 0 | 0 | 11001961 GE POWER SERVICES |  | Kusile | 3380 | 4600068027
576738 | 58D | 4503015892 | 140 | 2020-09-29 | RELAY T-DELAY:0.1S-300HR;2NC;5 A;RAIL | 2 | 5775 | 11550 | 0 | 0 | 11001961 GE POWER SERVICES |  | Kusile | 3380 | 4600068027
576738 | 014 | 4502870765 | 20 | 2019-07-05 | RELAY T-DELAY:0.1S-300HR;2NC;5 A;RAIL | 1 | 42313.5 | 42313.5 | 0 | 0 | 11084769 SES VUKILE ENGINEERING A |  | Kusile | 3380
576743 | 89B | 3070338187 | 18 | 2017-08-14 | MODULE,COMMS:750-517;230VAC / 300VDC | 25 | 1135.63 | 28390.75 | 0 | 0 | 11049390 PPE TECHNOLGIES |  | Medupi | 3370
576743 | 98E | 4503172327 | 10 | 2022-02-17 | MODULE COMM:750-517;O/P 230VAC / 300VDC | 5 | 1250 | 6250 | 0 | 0 | 11006571 DEUTRANS |  | Kusile | 3380
576743 | 98E | 4503025388 | 190 | 2020-10-26 | MODULE COMM:750-517;O/P 230VAC / 300VDC | 2 | 0.01 | 0.02 | 0 | 0 | 11001961 GE POWER SERVICES |  | Kusile | 3380 | 4600068027
576743 | 58D | 4503015892 | 190 | 2020-09-29 | MODULE COMM:750-517;O/P 230VAC / 300VDC | 2 | 3960 | 7920 | 0 | 0 | 11001961 GE POWER SERVICES |  | Kusile | 3380 | 4600068027
576743 | 014 | 4502870765 | 70 | 2019-07-05 | MODULE COMM:750-517;O/P 230VAC / 300VDC | 1 | 34667 | 34667 | 0 | 0 | 11084769 SES VUKILE ENGINEERING A |  | Kusile | 3380
576751 | 89B | 3070338186 | 9 | 2017-08-14 | RELAY:PLC INTERFACE;24 VDC;1;50 MA;SPDT | 13 | 247 | 3211 | 0 | 0 | 11046242 BHABSONS |  | Medupi | 3370
576752 | 99C | 4503154813 | 30 | 2021-12-09 | RELAY:PLCRSC-230UC/21AU;PLC INTERFACE;1 | 4 | 452.54 | 1810.16 | 0 | 0 | 11080727 IZANDRA TRADING 18 |  | Medupi | 3370
576752 | 89B | 3070338187 | 20 | 2017-08-14 | RELAY:PLC INTERFACE;230VAC/220VDC;1 | 4 | 252.77 | 1011.08 | 0 | 0 | 11049390 PPE TECHNOLGIES |  | Medupi | 3370
576754 | 89B | 3070338187 | 21 | 2017-08-14 | CONTACTOR:B65-30-10-1.7-71 ;INTERFACE | 5 | 205.35 | 1026.75 | 0 | 0 | 11049390 PPE TECHNOLGIES |  | Medupi | 3370
576754 | 58D | 4503161558 | 90 | 2022-01-12 | CONTACTOR:B65-30-10-1.7-71;INTERFACE | 28 | 27868.3 | 780312.46 | 0 | 0 | 11001961 GE POWER SERVICES |  | Kusile | 3380 | 4600067667
576754 | 98E | 4503025388 | 60 | 2020-10-26 | CONTACTOR:B65-30-10-1.7-71;INTERFACE | 2 | 0.01 | 0.02 | 0 | 0 | 11001961 GE POWER SERVICES |  | Kusile | 3380 | 4600068027
576754 | 58D | 4503015892 | 60 | 2020-09-29 | CONTACTOR:B65-30-10-1.7-71;INTERFACE | 2 | 3960 | 7920 | 0 | 0 | 11001961 GE POWER SERVICES |  | Kusile | 3380 | 4600068027
580253 | 60A | 4503323134 | 10 | 2023-07-17 | CONTACTOR:MINI;690VAC; 240VDC;240 VAC;3 | 2 | 461.85 | 923.7 | 0 | 0 | 11005542 BEAM ELECTRICAL WHOLESAL |  | Medupi | 3370
580253 | 53D | 4503284937 | 10 | 2023-03-13 | CONTACTOR:MINI;690VAC; 240VDC;240 VAC;3 | 9 | 887.7 | 7989.3 | 0 | 0 | 11009109 N AND R ELECTRONIC AND M |  | Medupi | 3370
580253 | 346 | 4502820062 | 40 | 2019-02-22 | CONTACTOR:B6.30.10(GJL1211001R8100);MINI | 2 | 1043.15 | 2086.3 | 0 | 0 | 11009109 N AND R ELECTRONIC AND M |  | Medupi | 3370
580253 | 014 | 3070345048 | 26 | 2017-10-11 | CONTACTOR:B6.30.10;MINI;690VAC; 240VDC | 4 | 1600 | 6400 | 0 | 0 | 11083657 PHILLPRINCE ENGINEERING |  | Kusile | 3380
580255 | 90E | 4503345153 | 20 | 2023-09-22 | RELAY:THERMAL OVERLOAD;690 VAC;1NO 1NC | 1 | 2300 | 2300 | 2300 | 1 | 11084234 THONDOSE ENGINEERS |  | Medupi | 3370
580255 | 346 | 4502981884 | 10 | 2020-06-22 | RELAY:T7DU1.0;THERMAL OVERLOAD;690 VAC | 1 | 1836 | 1836 | 0 | 0 | 11085457 ENYMAS |  | Medupi | 3370
580255 | 014 | 3070342916 | 9 | 2017-09-21 | RELAY:T7DU1.0;THERMAL OVERLOAD;690 VAC | 1 | 2200 | 2200 | 0 | 0 | 11085862 MORWESHENG |  | Kusile | 3380
580256 | 90E | 4503345153 | 10 | 2023-09-22 | RELAY:THERMAL OVERLOAD;690 VAC;1NO 1NC | 1 | 2500 | 2500 | 2500 | 1 | 11084234 THONDOSE ENGINEERS |  | Medupi | 3370
580256 | 346 | 4502981884 | 20 | 2020-06-22 | RELAY:T7DU4.0;THERMAL OVERLOAD;690 VAC | 1 | 1956 | 1956 | 0 | 0 | 11085457 ENYMAS |  | Medupi | 3370
580256 | 014 | 3070342916 | 8 | 2017-09-21 | RELAY:T7DU4.0;THERMAL OVERLOAD;690 VAC | 1 | 2300 | 2300 | 0 | 0 | 11085862 MORWESHENG |  | Kusile | 3380
580257 | 346 | 4502981884 | 30 | 2020-06-22 | RELAY:55.33.9.024.0090;CONTROL;24 VDC;3 | 3 | 484.8 | 1454.4 | 0 | 0 | 11085457 ENYMAS |  | Medupi | 3370
580257 | 014 | 3070329290 | 1 | 2017-06-01 | RELAY:55.33.9.024.0090;CONTROL;24 VDC;3 | 3 | 1850 | 5550 | 0 | 0 | 11046778 MKHWANAZI'S BUSINESS ENT |  | Kusile | 3380
580258 | 346 | 4502981884 | 40 | 2020-06-22 | RELAY:38.61.7.024.0050;INTERFACE MODULE | 6 | 1532 | 9192 | 0 | 0 | 11085457 ENYMAS |  | Medupi | 3370
580258 | 014 | 3070342916 | 10 | 2017-09-21 | RELAY:38.61.7.024.0050;INTERFACE MODULE | 3 | 2450 | 7350 | 0 | 0 | 11085862 MORWESHENG |  | Kusile | 3380
581493 | 346 | 4503152615 | 20 | 2021-12-01 | RELAY:REL22;PLC-RSC-24DC/21-21/AEX;6 A | 4 | 500 | 2000 | 0 | 0 | 11090054 NDAWONYE LOGISTICS AND P |  | Medupi | 3370
581493 | 970 | 3070236189 | 6 | 2015-04-01 | RELAY:REL22 ;PLC-RSC-24DC/21-21/AEX | 2 | 184.73 | 369.46 | 0 | 0 | 11006862 ELECTROTRON |  | Medupi | 3370
581493 | 014 | 4502963979 | 20 | 2020-04-16 | RELAY:REL22;PLC-RSC-24DC/21-21/AEX;6 A | 22 | 315 | 6930 | 0 | 0 | 11086932 RICHMAN LOGISTICS |  | Kusile | 3380
581493 | 014 | 4502785785 | 50 | 2018-11-13 | RELAY:REL22;PLC-RSC-24DC/21-21/AEX | 8 | 202.13 | 1617.04 | 0 | 0 | 11006862 ELECTROTRON |  | Kusile | 3380
581662 | 438 | 4503345072 | 10 | 2023-09-22 | MODULE:IC693MDL940;RELAY OUTPUT;O/P 2 A | 2 | 0.01 | 0.02 | 0.02 | 2 | 11001961 GE POWER SERVICES |  | Medupi | 3370 | 4600061682
581662 | 438 | 4503297592 | 10 | 2023-04-24 | MODULE:IC693MDL940;RELAY OUTPUT;O/P 2 A | 2 | 0.01 | 0.02 | 0 | 0 | 11001961 GE POWER SERVICES |  | Medupi | 3370 | 4600061682
581662 | 346 | 3070355056 | 3 | 2018-03-29 | MODULE:IC693MDL940;2A RELAY OUTPUT | 2 | 9875.61 | 19751.22 | 0 | 0 | 11046242 BHABSONS |  | Medupi | 3370
581662 | 58D | 4503272918 | 40 | 2023-02-01 | MODULE:IC693MDL940;RELAY OUTPUT;O/P 2 A | 1 | 0.01 | 0.01 | 0 | 0 | 11001961 GE POWER SERVICES |  | Kusile | 3380 | 4600061681
581662 | 58D | 4503204068 | 40 | 2022-06-03 | MODULE:IC693MDL940;RELAY OUTPUT;O/P 2 A | 3 | 0.01 | 0.03 | 0 | 0 | 11001961 GE POWER SERVICES |  | Kusile | 3380 | 4600061681
581662 | 98E | 4503025388 | 270 | 2020-10-26 | MODULE:IC693MDL940;2A RELAY OUTPUT | 2 | 0.01 | 0.02 | 0 | 0 | 11001961 GE POWER SERVICES |  | Kusile | 3380 | 4600068027
581662 | 58D | 4503015892 | 270 | 2020-09-29 | MODULE:IC693MDL940;2A RELAY OUTPUT | 2 | 7342.5 | 14685 | 0 | 0 | 11001961 GE POWER SERVICES |  | Kusile | 3380 | 4600068027
581662 | 014 | 4502870765 | 80 | 2019-07-05 | MODULE:IC693MDL940;2A RELAY OUTPUT | 1 | 48287.89 | 48287.89 | 0 | 0 | 11084769 SES VUKILE ENGINEERING A |  | Kusile | 3380
581670 | 99C | 4503001253 | 30 | 2020-08-19 | SOCKET,ELECT:MINIATURE RELAY;14 PIN | 3 | 190 | 570 | 0 | 0 | 11087713 TJ SYSTEM INTEGRATORS |  | Medupi | 3370
581670 | 98E | 4503152777 | 200 | 2021-12-02 | SOCKET ELECT:MINIATURE RELAY;14 PIN | 5 | 217 | 1085 | 0 | 0 | 11091254 OLLEB |  | Kusile | 3380
581671 | 79C | 4503222895 | 30 | 2022-08-10 | RELAY:MICOM PI22;OVERCURRENT;7NO 3NC | 2 | 29630.35 | 59260.7 | 0 | 0 | 11089016 RORI GULIWE SOLUTIONS |  | Medupi | 3370
581672 | 99C | 4503036340 | 20 | 2020-11-24 | RELAY:ELECTROMAGNETIC;24 VDC;4CO;7 A | 2 | 168.82 | 337.64 | 0 | 0 | 11086079 TRANSTECH TRADING AND PR |  | Medupi | 3370
581672 | 99C | 4503001253 | 20 | 2020-08-19 | RELAY:ELECTROMAGNETIC;24 VDC;4CO;7 A | 3 | 460 | 1380 | 0 | 0 | 11087713 TJ SYSTEM INTEGRATORS |  | Medupi | 3370
581672 | 98E | 4503025388 | 120 | 2020-10-26 | RELAY:ELECTROMAGNETIC;24 VDC;4CO;7 A | 2 | 0.01 | 0.02 | 0 | 0 | 11001961 GE POWER SERVICES |  | Kusile | 3380 | 4600068027
581672 | 58D | 4503015892 | 120 | 2020-09-29 | RELAY:ELECTROMAGNETIC;24 VDC;4CO;7 A | 2 | 2887.5 | 5775 | 0 | 0 | 11001961 GE POWER SERVICES |  | Kusile | 3380 | 4600068027
581672 | 101 | 3070339440 | 6 | 2017-08-23 | RELAY:ELECTROMAGNETIC;24 VDC;4CO;7 A | 10 | 810 | 8100 | 0 | 0 | 11082482 MA-GREEN TRADING AND PRO |  | Kusile | 3380
581673 | 79C | 4503222895 | 40 | 2022-08-10 | RELAY:55.34.9.220.0090;ELECTROMAGNETIC | 2 | 470.5 | 941 | 0 | 0 | 11089016 RORI GULIWE SOLUTIONS |  | Medupi | 3370
581673 | 60A | 4503082716 | 60 | 2021-04-21 | RELAY:ELECTROMAGNETIC;220 VDC;4CO;7 A | 6 | 410 | 2460 | 0 | 0 | 11087713 TJ SYSTEM INTEGRATORS |  | Medupi | 3370
581673 | 99C | 4503036340 | 10 | 2020-11-24 | RELAY:ELECTROMAGNETIC;220 VDC;4CO;7 A | 6 | 330.33 | 1981.98 | 0 | 0 | 11086079 TRANSTECH TRADING AND PR |  | Medupi | 3370
581673 | 99C | 4503036340 | 30 | 2020-11-24 | RELAY:ELECTROMAGNETIC;220 VDC;4CO;7 A | 2 | 330.33 | 660.66 | 0 | 0 | 11086079 TRANSTECH TRADING AND PR |  | Medupi | 3370
581673 | 60A | 4502948869 | 40 | 2020-02-24 | RELAY:ELECTROMAGNETIC;220 VDC;4CO;7 A | 3 | 397.98 | 1193.94 | 0 | 0 | 11087713 TJ SYSTEM INTEGRATORS |  | Medupi | 3370
581673 | 98E | 4503152777 | 210 | 2021-12-02 | RELAY:55.34.9.220.0090;ELECTROMAGNETIC | 5 | 378.7 | 1893.5 | 0 | 0 | 11091254 OLLEB |  | Kusile | 3380
582424 | 438 | 4503255531 | 40 | 2022-11-18 | CONTACT AUX:TRANSVERSE;1NO 1NC;0.5 A | 1 | 74.41 | 74.41 | 0 | 0 | 11000379 SIEMENS PROPRIETARY LIMI |  | Medupi | 3370 | 4600069496
582424 | 438 | 4503104125 | 40 | 2021-06-28 | CONTACT AUX:3RV1901-1E;TRANSVERSE;0.5 A | 2 | 74.74 | 149.48 | 0 | 0 | 11000379 SIEMENS PROPRIETARY LIMI |  | Medupi | 3370 | 4600069496
582424 | 04C | 3070268059 | 37 | 2015-12-17 | CONTACT,AUX:3RV1901-1E;CIRCUIT BREAKER | 2 | 89.6 | 179.2 | 0 | 0 | 11044910 CONTROLGEAR SYSTEMS |  | Medupi | 3370
582425 | 438 | 4503255531 | 20 | 2022-11-18 | CONTACT AUX:SWITCH GEAR;2NO 2NC;6 A | 2 | 265.1 | 530.2 | 0 | 0 | 11000379 SIEMENS PROPRIETARY LIMI |  | Medupi | 3370 | 4600069496
582425 | 438 | 4503104125 | 20 | 2021-06-28 | CONTACT AUX:3RH1122-1BB40;SWITCH GEAR | 2 | 266.26 | 532.52 | 0 | 0 | 11000379 SIEMENS PROPRIETARY LIMI |  | Medupi | 3370 | 4600069496
582425 | 04C | 3070268059 | 16 | 2015-12-17 | CONTACT,AUX:3RH1122-1BB40;SWITCH GEAR | 3 | 425.6 | 1276.8 | 0 | 0 | 11044910 CONTROLGEAR SYSTEMS |  | Medupi | 3370
582681 | 27B | 4503252615 | 10 | 2022-11-09 | CONTACTOR:CONTROL;690VAC/440VDC;230 VAC | 17 | 31664.12 | 538290.04 | 379969.44 | 12 | 11092153 MSYPOT TRADING AND PROJE |  | Medupi | 3370
582681 | 27E | 4503164432 | 10 | 2022-01-24 | CONTACTOR:CONTROL;690VAC/440VDC;230 VAC | 17 | 34435 | 585395 | 0 | 0 | 11084766 DUUMBA WA DIPITJA |  | Medupi | 3370
582681 | 962 | 4502973245 | 10 | 2020-05-25 | CONTACTOR:CONTROL;690VAC/440VDC;230 VAC | 20 | 31470.32 | 629406.4 | 0 | 0 | 11086738 MOZAZA GROUP SOLUTIONS |  | Medupi | 3370
582681 | 04C | 3070279871 | 92 | 2016-03-31 | CONTACTOR:CONTROL;690VAC/440VDC;420 A | 10 | 9593.27 | 95932.7 | 0 | 0 | 11053524 GE SOUTH AFRICA |  | Medupi | 3370
582682 | 04C | 3070268059 | 51 | 2015-12-17 | CONTACTOR:POWER;440V;COIL 250 V;12 A;3 | 1 | 395.74 | 395.74 | 0 | 0 | 11044910 CONTROLGEAR SYSTEMS |  | Medupi | 3370
582683 | 04C | 3070279871 | 106 | 2016-03-31 | CONTACTOR:CK75CA311MN;CONTROL;150 A;3 | 10 | 1727.37 | 17273.7 | 0 | 0 | 11053524 GE SOUTH AFRICA |  | Medupi | 3370
582684 | 04C | 3070279871 | 97 | 2016-03-31 | CONTACTOR:CK11CE311N;CONTROL;550 A;3 | 10 | 13694.65 | 136946.5 | 0 | 0 | 11053524 GE SOUTH AFRICA |  | Medupi | 3370
582685 | 438 | 4503255531 | 10 | 2022-11-18 | CONTACTOR:CONTROL;400 V;240 VAC;275 A | 1 | 3881.97 | 3881.97 | 0 | 0 | 11000379 SIEMENS PROPRIETARY LIMI |  | Medupi | 3370 | 4600069496
582685 | 438 | 4503104125 | 10 | 2021-06-28 | CONTACTOR:3RT1456-6AP36;CONTROL;400 V | 1 | 3899.07 | 3899.07 | 0 | 0 | 11000379 SIEMENS PROPRIETARY LIMI |  | Medupi | 3370 | 4600069496
582685 | 04C | 3070268059 | 60 | 2015-12-17 | CONTACTOR:3RT1456-6AP36;CONTROL;400 V | 2 | 5072 | 10144 | 0 | 0 | 11044910 CONTROLGEAR SYSTEMS |  | Medupi | 3370
582685 | 98E | 4503002400 | 20 | 2020-08-21 | CONTACTOR:3RT1456-6AP36;CONTROL;400 V | 3 | 21000 | 63000 | 0 | 0 | 11083113 UMNDENI HOLDINGS |  | Kusile | 3380
582714 | 04C | 3070279871 | 77 | 2016-03-31 | ADAPTOR:RTXP;THERMAL OVERLOAD RELAY | 10 | 78.37 | 783.7 | 0 | 0 | 11053524 GE SOUTH AFRICA |  | Medupi | 3370
582716 | 04C | 3070279871 | 99 | 2016-03-31 | ADAPTOR:RE2XP;ELECTRONIC OVERLOAD RELAY | 10 | 125.27 | 1252.7 | 0 | 0 | 11053524 GE SOUTH AFRICA |  | Medupi | 3370
582728 | 99C | 4502672757 | 50 | 2018-02-22 | ADAPTOR,PLUG-SCKT:SV9342.210;BOTTOM;63 A | 10 | 354.67 | 3546.7 | 0 | 0 | 11082252 MAXMARA TRADING AND PROJ |  | Medupi | 3370
583321 | 970 | 3070341134 | 1 | 2017-09-07 | CONTACT:SIGNAL CONTACT;230 V;6 A | 2 | 543.6 | 1087.2 | 0 | 0 | 11009109 N AND R ELECTRONIC AND M |  | Medupi | 3370
583381 | 89B | 3070269897 | 9 | 2016-01-15 | RELAY:24 VDC;SINGLE;5 A;4PDT;12;AGNI | 2 | 143.54 | 287.08 | 0 | 0 | 11044910 CONTROLGEAR SYSTEM (Pty) |  | Medupi | 3370
583381 | 98E | 4503002400 | 30 | 2020-08-21 | RELAY:24 VDC;SINGLE;5 A;4PDT;12;AGNI | 2 | 489 | 978 | 0 | 0 | 11083113 UMNDENI HOLDINGS |  | Kusile | 3380
583382 | 89B | 3070269897 | 8 | 2016-01-15 | RELAY:INTERFACE;230 V;3NO;10 A;3SPDT | 2 | 165.6 | 331.2 | 0 | 0 | 11044910 CONTROLGEAR SYSTEM (Pty) |  | Medupi | 3370
583383 | 02D | 4502678035 | 10 | 2018-03-06 | RELAY:INDICATOR;230 V;2DPDT;15 A;2P | 10 | 13162.5 | 131625 | 0 | 0 | 11085720 KANATLA BUSINESS ENTERPR |  | Medupi | 3370
583385 | 89B | 3070269897 | 2 | 2016-01-15 | RELAY,CNTRL:4 A ;2SPDT ;COIL 300-500 V | 2 | 303.2 | 606.4 | 0 | 0 | 11044910 CONTROLGEAR SYSTEM (Pty) |  | Medupi | 3370
583388 | 02D | 4502678035 | 20 | 2018-03-06 | RELAY,CNTRL:5 A;2NC;COIL 230/400 V | 10 | 34758.75 | 347587.5 | 0 | 0 | 11085720 KANATLA BUSINESS ENTERPR |  | Medupi | 3370
583389 | 346 | 4503099736 | 10 | 2021-06-11 | RELAY CTRL:6 A;2C/O;400/690 V;3P;RAIL | 2 | 3800 | 7600 | 0 | 0 | 11090523 BAKOENA PROPERTIES |  | Medupi | 3370
583389 | 40E | 4502769896 | 40 | 2018-10-04 | RELAY,CNTRL:6 A;2C/O;COIL 400/690 V;3P | 3 | 3500 | 10500 | 0 | 0 | 11085900 POXX ENTERPRISE |  | Kusile | 3380
583390 | 89B | 3070269897 | 13 | 2016-01-15 | RELAY,OVRLD:3RU1126-4DBO ;20-25 A | 2 | 568.8 | 1137.6 | 0 | 0 | 11044910 CONTROLGEAR SYSTEM (Pty) |  | Medupi | 3370
583391 | 707 | 4503257838 | 20 | 2022-11-25 | RELAY OVRLD:0.35-0.5 A;THERMAL;1NO 1NC | 2 | 310.54 | 621.08 | 0 | 0 | 11000379 SIEMENS PROPRIETARY LIMI |  | Medupi | 3370 | 4600069496
583391 | 89B | 3070269897 | 10 | 2016-01-15 | RELAY,OVRLD:3RU1116-OFBO ;0.35-0.5 A | 4 | 480 | 1920 | 0 | 0 | 11044910 CONTROLGEAR SYSTEM (Pty) |  | Medupi | 3370
583391 | 014 | 4503181754 | 10 | 2022-03-18 | RELAY OVRLD:0.35-0.5 A;THERMAL;1NO 1NC | 10 | 2340.3 | 23403 | 23403 | 10 | 11086099 MOQUNISI TRADING |  | Kusile | 3380
583392 | 89B | 3070269897 | 11 | 2016-01-15 | RELAY,OVRLD:3RU1116-OKBO ;0.9-1.25 A | 4 | 480 | 1920 | 0 | 0 | 11044910 CONTROLGEAR SYSTEM (Pty) |  | Medupi | 3370
583392 | 014 | 4503181754 | 40 | 2022-03-18 | RELAY OVRLD:0.9-1.25 A;THERMAL;1NO 1NC | 3 | 5178.3 | 15534.9 | 15534.9 | 3 | 11086099 MOQUNISI TRADING |  | Kusile | 3380
583393 | 707 | 4503257838 | 90 | 2022-11-25 | RELAY OVRLD:1.4-2 A;THERMAL;1NO 1NC;6 A | 2 | 406.21 | 812.42 | 0 | 0 | 11000379 SIEMENS PROPRIETARY LIMI |  | Medupi | 3370 | 4600069496
583393 | 89B | 3070269897 | 3 | 2016-01-15 | RELAY,OVRLD:3RU1116-1BBO;1.4-2 A;6 A | 2 | 480 | 960 | 0 | 0 | 11044910 CONTROLGEAR SYSTEM (Pty) |  | Medupi | 3370
583393 | 668 | 4503022581 | 20 | 2020-10-18 | RELAY OVRLD:3RU1116-1BBO;1.4-2 A;THERMAL | 3 | 97873.32 | 293619.96 | 0 | 0 | 11084918 OLIVA HOLDINGS |  | Kusile | 3380
583394 | 89B | 3070269897 | 5 | 2016-01-15 | RELAY,OVRLD:3RU1116-1CB0;1.8-2.5 A | 2 | 480 | 960 | 0 | 0 | 11044910 CONTROLGEAR SYSTEM (Pty) |  | Medupi | 3370
583394 | 668 | 4503022582 | 20 | 2020-10-18 | RELAY OVRLD:3RU1116-1CB0;1.8-2.5 A | 3 | 119631.69 | 358895.07 | 0 | 0 | 11085973 MABOTHA AND SOLUTIONS |  | Kusile | 3380
583395 | 89B | 3070269897 | 12 | 2016-01-15 | RELAY,OVRLD:3RU1116-1FB0;3.5-5 A | 4 | 480 | 1920 | 0 | 0 | 11044910 CONTROLGEAR SYSTEM (Pty) |  | Medupi | 3370
583395 | 014 | 4503181754 | 70 | 2022-03-18 | RELAY OVRLD:3.5-5 A;THERMAL;1NO 1NC | 3 | 5238.23 | 15714.69 | 15714.69 | 3 | 11086099 MOQUNISI TRADING |  | Kusile | 3380
583396 | 346 | 4502789401 | 50 | 2018-11-22 | BASE, RELAY:LZS:PT78730;PLUG IN;PLASTIC | 18 | 10134.93 | 182428.74 | 0 | 0 | 11085152 AYIZE LISEDI 88 PROJECTS |  | Medupi | 3370
583396 | 89B | 3070269897 | 15 | 2016-01-15 | BASE,RELAY:LZS:PT78730;PLUG IN;WD 28 MM | 2 | 68.5 | 137 | 0 | 0 | 11044910 CONTROLGEAR SYSTEM (Pty) |  | Medupi | 3370
583396 | 797 | 4502983304 | 40 | 2020-06-25 | BASE RLY:LZS:PT78730;PLUG IN;WD 28 MM | 10 | 9850 | 98500 | 0 | 0 | 11080179 SIBALKHULU TRADING AND P |  | Kusile | 3380
583397 | 707 | 4503257838 | 10 | 2022-11-25 | BASE RLY:3RU1916-3AA01;STAND ALONE | 2 | 71.05 | 142.1 | 0 | 0 | 11000379 SIEMENS PROPRIETARY LIMI |  | Medupi | 3370 | 4600069496
583397 | 89B | 3070269897 | 17 | 2016-01-15 | BASE,RELAY:3RU1916-3AA01;STAND ALONE | 2 | 100.8 | 201.6 | 0 | 0 | 11044910 CONTROLGEAR SYSTEM (Pty) |  | Medupi | 3370
583397 | 014 | 4503181754 | 120 | 2022-03-18 | BASE RLY:STAND ALONE;WD 45 MM;HT 87 MM | 6 | 353.22 | 2119.32 | 2119.32 | 6 | 11086099 MOQUNISI TRADING |  | Kusile | 3380
583398 | 89B | 3070269897 | 16 | 2016-01-15 | BASE,RELAY:3RU1926-3AA01;STAND ALONE | 2 | 120.8 | 241.6 | 0 | 0 | 11044910 CONTROLGEAR SYSTEM (Pty) |  | Medupi | 3370
583398 | 014 | 4503181754 | 130 | 2022-03-18 | BASE RLY:STAND ALONE;WD 45 MM;HT 97 MM | 6 | 374.3 | 2245.8 | 2245.8 | 6 | 11086099 MOQUNISI TRADING |  | Kusile | 3380
584286 | 438 | 4503194093 | 80 | 2022-05-03 | CONTACT AUX:SWITCH BLOCK;2NO 2NC;10 A;. | 2 | 100.69 | 201.38 | 0 | 0 | 11000379 SIEMENS PROPRIETARY LIMI |  | Medupi | 3370 | 4600069496
584286 | 438 | 4503114016 | 40 | 2021-07-29 | CONTACT AUX:3RH1921-1HA22;SWITCH BLOCK | 2 | 100.69 | 201.38 | 0 | 0 | 11000379 SIEMENS PROPRIETARY LIMI |  | Medupi | 3370 | 4600069496
584286 | 438 | 4503098436 | 100 | 2021-06-08 | CONTACT AUX:3RH1921-1HA22;SWITCH BLOCK | 2 | 100.69 | 201.38 | 0 | 0 | 11000379 SIEMENS PROPRIETARY LIMI |  | Medupi | 3370 | 4600069496
584286 | 04C | 3070268059 | 17 | 2015-12-17 | CONTACT,AUX:3RH1921-1HA22;SWITCH BLOCK | 2 | 144.8 | 289.6 | 0 | 0 | 11044910 CONTROLGEAR SYSTEMS |  | Medupi | 3370
584287 | 438 | 4503217935 | 10 | 2022-07-22 | CONTACTOR:.;400VAC/110VDC;230 VAC;120 A | 12 | 3091.14 | 37093.68 | 37093.68 | 12 | 11000379 SIEMENS PROPRIETARY LIMI |  | Medupi | 3370 | 4600069496
584287 | 346 | 4502746987 | 20 | 2018-08-13 | CONTACTOR:3RT1046-1AP00;400VAC/110VDC | 18 | 3750 | 67500 | 0 | 0 | 11085295 LIVHUWAMI AKWANDE AFRIKA |  | Medupi | 3370
584287 | 04C | 3070268059 | 46 | 2015-12-17 | CONTACTOR:3RT1046-1AP00;400VAC/110VDC | 2 | 3408 | 6816 | 0 | 0 | 11044910 CONTROLGEAR SYSTEMS |  | Medupi | 3370
584287 | 40E | 4503388001 | 10 | 2024-02-16 | CONTACTOR:400VAC/110VDC;230 VAC;120 A;3 | 1 | 629509.18 | 629509.18 | 0 | 0 | 11088497 ATLEHANG INVESTMENT |  | Kusile | 3380
584288 | 04C | 3070268059 | 45 | 2015-12-17 | CONTACTOR:3RT1045-1AP00;POWER;100 A;3 | 2 | 2680 | 5360 | 0 | 0 | 11044910 CONTROLGEAR SYSTEMS |  | Medupi | 3370
584292 | 346 | 4503166001 | 20 | 2022-01-28 | BASE RLY:3BHB010570R001;SOCKET;16 A | 4 | 798.85 | 3195.4 | 0 | 0 | 11090408 THAHLAL LEGACY HOLDINGS |  | Medupi | 3370
584292 | 89B | 3070323093 | 5 | 2017-04-04 | BASE,RELAY:3BHB010570R001;SOCKET;16 A | 1 | 1071.8 | 1071.8 | 0 | 0 | 11049390 PPE TECHNOLGIES |  | Medupi | 3370
584292 | 03B | 4503201946 | 60 | 2022-05-27 | BASE RLY:SOCKET;WD 42.2 MM;HT 26.5 MM | 4 | 78.75 | 315 | 315 | 4 | 11006571 DEUTRANS |  | Kusile | 3380
594923 | 53D | 4503182244 | 10 | 2022-03-22 | RELAY:REL31 24VDC;BELT PROTECTION SYSTEM | 6 | 6036.95 | 36221.7 | 36221.7 | 6 | 11087907 BADISHA BATLE TRADING |  | Medupi | 3370
594923 | 27E | 4503137045 | 10 | 2021-10-13 | RELAY:REL31 24VDC;BELT PROTECTION SYSTEM | 6 | 4742.54 | 28455.24 | 0 | 0 | 11088803 TMBC TRADING |  | Medupi | 3370
594923 | 86E | 4503100648 | 10 | 2021-06-15 | RELAY:REL31 24VDC;BELT PROTECTION SYSTEM | 14 | 590 | 8260 | 0 | 0 | 11089243 LIGHT WEALTH INVESTMENTS |  | Medupi | 3370
594923 | 60A | 4502846708 | 40 | 2019-05-03 | RELAY:REL31 24VDC;BELT PROTECTION SYSTEM | 3 | 520.48 | 1561.44 | 0 | 0 | 11006862 ELECTROTRON |  | Medupi | 3370
594923 | 60A | 4502833309 | 10 | 2019-03-27 | RELAY:REL31 24VDC;BELT PROTECTION SYSTEM | 17 | 345.58 | 5874.86 | 0 | 0 | 11082258 PADISH |  | Medupi | 3370
594923 | 071 | 3070304190 | 1 | 2016-10-27 | RELAY:REL31 24VDC;24 VDC ;14NO ;10 A | 3 | 358.33 | 1074.99 | 0 | 0 | 11052518 ZKT |  | Medupi | 3370
594923 | 970 | 3070236189 | 4 | 2015-04-01 | RELAY:REL31 24VDC;BELT PROTECTION SYSTEM | 3 | 246.87 | 740.61 | 0 | 0 | 11006862 ELECTROTRON |  | Medupi | 3370
594923 | G93 | 4503396464 | 30 | 2024-03-14 | RELAY:REL31 24VDC;BELT PROTECTION SYSTEM | 50 | 417.6 | 20880 | 6264 | 15 | 11006862 ELECTROTRON |  | Kusile | 3380
594923 | 034 | 4300472429 | 10 | 2023-10-25 | RELAY:REL31 24VDC;BELT PROTECTION SYSTEM | 30 | 552.27 | 16568.1 | 0 | 0 | 11006862 ELECTROTRON |  | Kusile | 3380
594923 | 034 | 4300472140 | 10 | 2023-10-20 | RELAY:REL31 24VDC;BELT PROTECTION SYSTEM | 30 | 552.27 | 16568.1 | 0 | 0 | 11006862 ELECTROTRON |  | Kusile | 3380
594923 | 034 | 4300472140 | 20 | 2023-10-20 | RELAY:REL31 24VDC;BELT PROTECTION SYSTEM | 30 | 552.27 | 16568.1 | 0 | 0 | 11006862 ELECTROTRON |  | Kusile | 3380
594923 | 98E | 4503289408 | 10 | 2023-03-27 | RELAY:REL31 24VDC;BELT PROTECTION SYSTEM | 28 | 710 | 19880 | 0 | 0 | 11092313 POINT EMERGENCY |  | Kusile | 3380
594923 | 98E | 4503077061 | 40 | 2021-04-05 | RELAY:REL31 24VDC;BELT PROTECTION SYSTEM | 40 | 1828.2 | 73128 | 0 | 0 | 11089401 YENDZA INVESTMENTS |  | Kusile | 3380
597747 | 438 | 4503114016 | 50 | 2021-07-29 | RELAY:LZX: PT570024;PLUG IN;24 VDC;6 A | 12 | 353.13 | 4237.56 | 0 | 0 | 11000379 SIEMENS PROPRIETARY LIMI |  | Medupi | 3370 | 4600069496
597747 | 071 | 3070340141 | 1 | 2017-08-30 | BASE,RELAY:LZX: PT570024;3RT1024-1AP00 | 20 | 688.27 | 13765.4 | 0 | 0 | 11046242 BHABSONS |  | Medupi | 3370
597747 | 98E | 4503206419 | 40 | 2022-06-10 | RELAY:LZX: PT570024;PLUG IN;24 VDC;6 A | 10 | 2800 | 28000 | 0 | 0 | 11083683 LYNNFORBES CONSULTANTS |  | Kusile | 3380
597747 | 101 | 3070333307 | 6 | 2017-07-04 | BASE,RELAY:LZX: PT570024;3RT1024-1AP00 | 4 | 218.75 | 875 | 0 | 0 | 11082792 NIZNA |  | Kusile | 3380
616800 | 60A | 4502854798 | 10 | 2019-05-23 | RELAY:3RT2316-1BB40 ;CONTACTOR ;4NO | 4 | 1915.75 | 7663 | 0 | 0 | 11070074 LIGHTSTONE STEEL |  | Medupi | 3370
621482 | 970 | 3070341134 | 3 | 2017-09-07 | CONTACTOR:100-C30KJ00 ;SERIES C | 41 | 827.3 | 33919.3 | 0 | 0 | 11009109 N AND R ELECTRONIC AND M |  | Medupi | 3370
627605 | 99C | 4502618684 | 510 | 2017-10-18 | RELAY:3RS1800-1HP01;HARD GOLD PLATED | 16 | 8783.62 | 140537.92 | 0 | 0 | 11006170 CBZ SOLUTIONS |  | Medupi | 3370 | 4600062317
630635 | 970 | 3070341134 | 4 | 2017-09-07 | CONTACTOR:AC-3 ;400 VAC ;COIL 220 VAC | 10 | 2552.9 | 25529 | 0 | 0 | 11009109 N AND R ELECTRONIC AND M |  | Medupi | 3370
633001 | 346 | 4503135888 | 10 | 2021-10-11 | RELAY:55.34.9.024.0040;GP;24 VDC;1NO 1NC | 111 | 600 | 66600 | 0 | 0 | 11087551 UBUNTU MEDICAL AND CONSU |  | Medupi | 3370
633001 | 60A | 4502948869 | 30 | 2020-02-24 | RELAY:55.34.9.024.0040;GP;24 VDC;1NO 1NC | 5 | 397.98 | 1989.9 | 0 | 0 | 11087713 TJ SYSTEM INTEGRATORS |  | Medupi | 3370
633001 | 60A | 4502920273 | 30 | 2019-11-21 | RELAY:55.34.9.024.0040;GP;24 VDC;1NO 1NC | 5 | 332 | 1660 | 0 | 0 | 11087951 NYEBE GROUPS |  | Medupi | 3370
637640 | 95C | 3070347975 | 1 | 2017-11-08 | CONTACTOR:A9C20833ACTI9ICT ;400 VAC | 7 | 526.6 | 3686.2 | 0 | 0 | 11009109 N AND R ELECTRONIC AND M |  | Medupi | 3370
644081 | 95C | 4503102681 | 10 | 2021-06-23 | RELAY:5701300046;EARTH FAULT MONITOR | 8 | 19050 | 152400 | 0 | 0 | 11087127 THOLO RAMA THEBE |  | Medupi | 3370
644081 | 101 | 4502841249 | 90 | 2019-04-16 | RELAY:5701300046 ;EARTH-FAULT MONITOR | 2 | 18462 | 36924 | 0 | 0 | 11086590 RAMOVHA TRADINGS |  | Kusile | 3380
646268 | 60A | 4502854798 | 30 | 2019-05-23 | CONTACTOR:AF52-40-00-11 ;BLOCK;24-60 VAC | 16 | 11456 | 183296 | 0 | 0 | 11070074 LIGHTSTONE STEEL |  | Medupi | 3370
648050 | 02D | 4502753380 | 10 | 2018-08-27 | RELAY:3BHL001374P001;GP;24 VDC;3CO;3PDT | 26 | 816.15 | 21219.9 | 0 | 0 | 11085890 MARUMO ELECTRICAL INSTRU |  | Medupi | 3370
656069 | 60A | 4502779849 | 30 | 2018-10-30 | CONTACTOR:A9C20834;400 V;COIL 220 V;4 | 10 | 14167.29 | 141672.9 | 0 | 0 | 11085330 STANDARD HEIGHTS |  | Medupi | 3370
656086 | 60A | 4502779849 | 90 | 2018-10-30 | CONTACTOR:A9-22-00;BLOCK;690 V;25 A;4 | 2 | 10204.13 | 20408.26 | 0 | 0 | 11085330 STANDARD HEIGHTS |  | Medupi | 3370
656090 | 346 | 4502779646 | 10 | 2018-10-29 | CONTACTOR:TAE50-30-11;BLOCK DC;1000 V | 2 | 13760 | 27520 | 0 | 0 | 11084077 MON AME TRADING |  | Medupi | 3370
656093 | 60A | 4502779849 | 80 | 2018-10-30 | CONTACTOR:TAL9-30-10;BLOCK DC;690 V;3 | 2 | 8003.81 | 16007.62 | 0 | 0 | 11085330 STANDARD HEIGHTS |  | Medupi | 3370
656098 | 60A | 4502779849 | 70 | 2018-10-30 | CONTACTOR:TAL9-30-10 152-264VDC;BLOCK DC | 2 | 8495.29 | 16990.58 | 0 | 0 | 11085330 STANDARD HEIGHTS |  | Medupi | 3370
656099 | 60A | 4502779849 | 60 | 2018-10-30 | CONTACTOR:TAL26-30-10 152-264VDC;690 V | 2 | 8035.99 | 16071.98 | 0 | 0 | 11085330 STANDARD HEIGHTS |  | Medupi | 3370
656100 | 60A | 4502779849 | 50 | 2018-10-30 | CONTACTOR:TAE50-30-11 17-32VDC;BLOCK DC | 2 | 12302.69 | 24605.38 | 0 | 0 | 11085330 STANDARD HEIGHTS |  | Medupi | 3370
656102 | 60A | 4502779849 | 40 | 2018-10-30 | CONTACTOR:TAE50-40-00 17-32VDC;BLOCK DC | 2 | 7249.11 | 14498.22 | 0 | 0 | 11085330 STANDARD HEIGHTS |  | Medupi | 3370
656103 | 02D | 4502783915 | 20 | 2018-11-08 | RELAY:3RS1800-1HW01;COUPLING;3 A;1NO 1NC | 15 | 11039 | 165585 | 0 | 0 | 11084119 BIG W HOLDINGS |  | Medupi | 3370
656103 | 55E | 4503199951 | 10 | 2022-08-05 | RELAY:COUPLING;24-240 V;1NO 1NC;3 A;1P | 15 | 18400 | 276000 | 0 | 0 | 11081250 CARERA TRADING AND PROJE |  | Kusile | 3380
656121 | 346 | 4502785707 | 20 | 2018-11-13 | MODULE:3SU1400-1AA10-1FA0;CONTACT | 10 | 13400 | 134000 | 0 | 0 | 11082764 NEMMIE TRADING AND LOGIS |  | Medupi | 3370
656123 | 346 | 4502769846 | 30 | 2018-10-04 | CONTACT, AUXILIARY:3SB1400-0A;1NO 1NC | 10 | 262.53 | 2625.3 | 0 | 0 | 11086476 CHABAL SOLUTIONS |  | Medupi | 3370
656132 | 346 | 4502775975 | 80 | 2018-10-19 | RELAY:3RP1512-1AP30 ;TIMING ;24-250 V | 2 | 973 | 1946 | 0 | 0 | 11001648 LURICO ELECTRICAL AND ME |  | Medupi | 3370
656143 | 346 | 4502769846 | 40 | 2018-10-04 | CONTACTOR:3RT1023-1AK60 ;POWER ;400 VAC | 5 | 867.33 | 4336.65 | 0 | 0 | 11086476 CHABAL SOLUTIONS |  | Medupi | 3370
656151 | 346 | 4502769846 | 20 | 2018-10-04 | CONTACTOR:3RT1466-6AP36;AUXILIARY;3 | 2 | 22431.08 | 44862.16 | 0 | 0 | 11086476 CHABAL SOLUTIONS |  | Medupi | 3370
656171 | 346 | 4502775975 | 70 | 2018-10-19 | RELAY:3TH43 64-0BB4;CONTACTOR;24 VDC | 3 | 1950 | 5850 | 0 | 0 | 11001648 LURICO ELECTRICAL AND ME |  | Medupi | 3370
656248 | 60A | 4502779849 | 100 | 2018-10-30 | CONTACTOR:1SBL141001R8001 ;BLOCK ;400 V | 5 | 14731.55 | 73657.75 | 0 | 0 | 11085330 STANDARD HEIGHTS |  | Medupi | 3370
656262 | 60A | 4502779849 | 20 | 2018-10-30 | CONTACTOR:LC1D40AM7;MOTOR CONTROL;40 A | 10 | 12533.84 | 125338.4 | 0 | 0 | 11085330 STANDARD HEIGHTS |  | Medupi | 3370
656336 | 346 | 4502779646 | 20 | 2018-10-29 | CONTACTOR:3RT1025-1AL20 ;POWER ;400 VAC | 5 | 2421 | 12105 | 0 | 0 | 11084077 MON AME TRADING |  | Medupi | 3370
656372 | 346 | 4502775975 | 40 | 2018-10-19 | RELAY:3RH1131-1AF00 ;CONTACTOR ;230 V | 5 | 577 | 2885 | 0 | 0 | 11001648 LURICO ELECTRICAL AND ME |  | Medupi | 3370
659168 | 60A | 4502813561 | 30 | 2019-02-06 | CONTACTOR:3RT1476-6AP36;POWER;400 V;3 | 4 | 56876 | 227504 | 0 | 0 | 11037690 KWAKWA ENGINEERING SERVI |  | Medupi | 3370
659257 | 346 | 4502789401 | 20 | 2018-11-22 | RELAY:LZX:PT570524;PLUG IN;1NO;4PDT | 8 | 14100 | 112800 | 0 | 0 | 11085152 AYIZE LISEDI 88 PROJECTS |  | Medupi | 3370
659299 | 346 | 4503023558 | 20 | 2020-10-21 | BASE, RELAY:LZX:PT78702;SOCKET;HT 75 MM | 4 | 1680 | 6720 | 0 | 0 | 11089038 PRO VICTSH GROUP SA |  | Medupi | 3370
659299 | 346 | 4502789401 | 30 | 2018-11-22 | BASE, RELAY:LZX:PT78702;SOCKET;HT 75 MM | 4 | 17800 | 71200 | 0 | 0 | 11085152 AYIZE LISEDI 88 PROJECTS |  | Medupi | 3370
659300 | 438 | 4503114016 | 90 | 2021-07-29 | BLOCK CONTCT:3SB3400-0E;PUSHBUTTON;400 V | 5 | 70.72 | 353.6 | 0 | 0 | 11000379 SIEMENS PROPRIETARY LIMI |  | Medupi | 3370 | 4600069496
659300 | 346 | 4503034521 | 30 | 2020-11-19 | BLOCK CONTCT:3SB3400-0E;PUSHBUTTON;400 V | 5 | 8100 | 40500 | 0 | 0 | 11086106 LWAKHE PROJECTS AND SUPP |  | Medupi | 3370
661270 | 60A | 4503120565 | 20 | 2021-08-19 | RELAY:DIL ER40-E;CONTROL;380-440 V;4NO | 11 | 870 | 9570 | 0 | 0 | 11082792 NIZNA |  | Medupi | 3370
661301 | 95C | 4503007974 | 20 | 2020-09-08 | RELAY:55.32.9.024.0040;GP;24 VDC;2CO | 2 | 1000 | 2000 | 0 | 0 | 11052518 ZKT |  | Medupi | 3370
661301 | 99C | 4502861804 | 20 | 2019-06-11 | RELAY:55.32.9.024.0040;GP;24 VDC;2CO | 2 | 130 | 260 | 0 | 0 | 11052518 ZKT |  | Medupi | 3370
661423 | 346 | 4503004992 | 10 | 2020-08-28 | CONTACTOR:LC1F185;MOTOR CONTROL;440 VAC | 4 | 90339 | 361356 | 0 | 0 | 11080727 IZANDRA TRADING 18 |  | Medupi | 3370
661423 | 346 | 4502820062 | 30 | 2019-02-22 | CONTACTOR:LC1F185;MOTOR CONTROL;440 VAC | 4 | 7490.15 | 29960.6 | 0 | 0 | 11009109 N AND R ELECTRONIC AND M |  | Medupi | 3370
661423 | 014 | 4503197291 | 10 | 2022-05-12 | CONTACTOR:MOTOR CONTROL;440 VAC;220 V;3 | 2 | 99372.9 | 198745.8 | 0 | 0 | 11086431 BOKATSHELO TRADING AND P |  | Kusile | 3380
661423 | 668 | 4503085466 | 10 | 2021-04-30 | CONTACTOR:LC1F185;MOTOR CONTROL;440 VAC | 8 | 91589.3 | 732714.4 | 0 | 0 | 11088717 MAGONKOSI RESOURCES |  | Kusile | 3380
663349 | 99C | 4502863278 | 20 | 2019-06-13 | CONTACT AUX:3RH2911-1FA22;SIRIUS;2NO 2NC | 6 | 148.8 | 892.8 | 0 | 0 | 11009109 N AND R ELECTRONIC AND M |  | Medupi | 3370
663369 | 99C | 4502861804 | 70 | 2019-06-11 | RELAY:6SL3252-0BB00-0AA0;BRAKE;1NO | 4 | 2060 | 8240 | 0 | 0 | 11052518 ZKT |  | Medupi | 3370
663380 | 99C | 4502863278 | 90 | 2019-06-13 | CONTACT AUX:3RH1921-1EA20;SWITCH BLOCK | 5 | 137.6 | 688 | 0 | 0 | 11009109 N AND R ELECTRONIC AND M |  | Medupi | 3370
663387 | 99C | 4502863278 | 60 | 2019-06-13 | CONTACT AUX:3RH1921-1EA11;SIRIUS;1NO 1NC | 5 | 137.6 | 688 | 0 | 0 | 11009109 N AND R ELECTRONIC AND M |  | Medupi | 3370
663431 | 346 | 4502981895 | 20 | 2020-06-22 | RELAY:XTRM10A-40;CONTROL;120 V;4NO;10 A | 4 | 1800 | 7200 | 0 | 0 | 11088504 ELEMETRIC ENGINEERING |  | Medupi | 3370
663816 | 99C | 4502861804 | 30 | 2019-06-11 | RELAY OVRLD:3RU1116-0EB0;0.28-0.4 A | 6 | 750 | 4500 | 0 | 0 | 11052518 ZKT |  | Medupi | 3370
663817 | 99C | 4502861804 | 40 | 2019-06-11 | RELAY OVRLD:3RU1116-0HB0;0.55-0.8 A | 3 | 750 | 2250 | 0 | 0 | 11052518 ZKT |  | Medupi | 3370
663839 | 99C | 4502861804 | 50 | 2019-06-11 | RELAY:EMERGENCY STOP MODULE;24 VDC;2 A | 3 | 6850 | 20550 | 0 | 0 | 11052518 ZKT |  | Medupi | 3370
667322 | 346 | 4502905902 | 10 | 2019-10-14 | CONTACTOR:LC1D40AU7;MOTOR CONTROL;240 V | 5 | 2957.31 | 14786.55 | 0 | 0 | 11056792 LEPHALALE SUPPLIES |  | Medupi | 3370
667331 | 346 | 4502905902 | 20 | 2019-10-14 | CONTACTOR:DILER-40;RELAY;400 VAC;3 A;4 | 5 | 914.63 | 4573.15 | 0 | 0 | 11056792 LEPHALALE SUPPLIES |  | Medupi | 3370
667340 | 346 | 4502981884 | 60 | 2020-06-22 | RELAY:46.52.9.024.0040;GP;24 VDC;2NO 2NC | 4 | 404 | 1616 | 0 | 0 | 11085457 ENYMAS |  | Medupi | 3370
667387 | 346 | 4502905902 | 30 | 2019-10-14 | CONTACTOR:3RT1044-1AP00;POWER;400 VAC | 5 | 3141.46 | 15707.3 | 0 | 0 | 11056792 LEPHALALE SUPPLIES |  | Medupi | 3370
667418 | 346 | 4502905902 | 50 | 2019-10-14 | CONTACT AUX:3RH1921-1DA11;LATERAL SWITCH | 5 | 182.93 | 914.65 | 0 | 0 | 11056792 LEPHALALE SUPPLIES |  | Medupi | 3370
669292 | 86E | 4503211314 | 10 | 2022-06-29 | CONTACTOR:RELAY;230 VAC;230 VAC;10 A;8 | 1 | 2260.63 | 2260.63 | 0 | 0 | 11086255 LEHUTJO INVESTMENTS |  | Medupi | 3370
671013 | 89F | 4503312868 | 10 | 2023-06-12 | CONTACTOR:DILM50;MOTOR;400 VAC;24 VDC;3 | 13 | 7862 | 102206 | 0 | 0 | 11092843 MAMISE TRADING AND PROJE |  | Medupi | 3370
671013 | 53D | 4503187119 | 20 | 2022-04-06 | CONTACTOR:MOTOR;400 VAC;24 VDC;50 A;3 | 13 | 935.9 | 12166.7 | 0 | 0 | 11082403 SAKHIZWE ENGINEERING |  | Medupi | 3370
672091 | 99C | 4503001253 | 10 | 2020-08-19 | RELAY:PLUG-IN;24 VAC;4 C/O CONTACTS;6 A | 1 | 330 | 330 | 0 | 0 | 11087713 TJ SYSTEM INTEGRATORS |  | Medupi | 3370
675442 | 60A | 4503007898 | 10 | 2020-09-08 | CONTACTOR:AF52-30-00-11;BLOCK;100 A;4 | 20 | 2050 | 41000 | 0 | 0 | 11086095 VEXLOSERVE |  | Medupi | 3370
675443 | 346 | 4503044318 | 10 | 2020-12-15 | CONTACTOR:XTCE065D;400 V;65 A;3 | 10 | 15895 | 158950 | 0 | 0 | 11088063 SILENCE KOLLECTION AND C |  | Medupi | 3370
678530 | 346 | 4503110382 | 10 | 2021-07-19 | RELAY:DT3030;24/48 VDC;1NO;5 A;SCREW | 5 | 134485.81 | 672429.05 | 0 | 0 | 11005020 ABB SOUTH AFRICA |  | Medupi | 3370
678530 | 502 | 4503242301 | 20 | 2022-10-10 | RELAY:DT3030;24/48 VDC;1NO;5 A;SCREW | 2 | 160074.18 | 320148.36 | 320148.36 | 2 | 11092435 PLENTECH SOLUTIONS |  | Kusile | 3380
683621 | 86E | 4503206148 | 10 | 2022-06-10 | CONTACTOR:A9;690 VAC;220-230 VAC;26 A;3 | 5 | 600 | 3000 | 0 | 0 | 11085389 ICOSEAL |  | Medupi | 3370
683636 | 95C | 4503175450 | 20 | 2022-02-28 | RELAY T-DELAY:1 C/O;1 C/O (SPDT) | 5 | 48949 | 244745 | 0 | 0 | 11086892 RUBCOFIL |  | Medupi | 3370
687284 | 86E | 4503100648 | 40 | 2021-06-15 | CONTACTOR:THREE POLE;400/690 V;85-110 V | 32 | 8000 | 256000 | 0 | 0 | 11089243 LIGHT WEALTH INVESTMENTS |  | Medupi | 3370
687284 | 502 | 4503309331 | 90 | 2023-05-31 | CONTACTOR:THREE POLE,400/690 V,220-230 V | 8 | 6258.82 | 50070.56 | 50070.56 | 8 | 11087540 NKZ INVESTMENT GROUP |  | Kusile | 3380
692426 | 92E | 4503242362 | 10 | 2022-10-10 | CONTACTOR:MOTOR STARTING & ISOLATION | 5 | 136698.3 | 683491.5 | 0 | 0 | 11081169 LUNGILE MANAGING TRADING |  | Medupi | 3370
694968 | 60A | 4503314030 | 10 | 2023-06-15 | CONTACTOR:TESYS;690 VAC;24 VDC;9 A;3 | 3 | 1800 | 5400 | 0 | 0 | 11086095 VEXLOSERVE |  | Medupi | 3370
699103 | 30C | 4503126035 | 10 | 2021-09-07 | RELAY:EDR 3000;19-300 VDC;IP00 | 5 | 162589.8 | 812949 | 812949 | 5 | 11085289 PANGELA CONSTRUCTION AND |  | Medupi | 3370
714348 | 12E | 4503376065 | 10 | 2024-01-04 | CONTACTOR:ELECTROMAGNETIC;415 VAC;220;10 | 20 | 38189.46 | 763789.2 | 0 | 0 | 11089252 CHARIOT INVESTMENTS |  | Medupi | 3370
715383 | 90E | 4503345077 | 20 | 2023-09-22 | RELAY SLD STATE:EARH LEAKAGE,110-230,5 A | 2 | 162344.76 | 324689.52 | 0 | 0 | 11084433 REFINERIES INDUSTRIES |  | Medupi | 3370
724010 | 346 | 4503365428 | 10 | 2023-11-21 | CONTACTOR:1SBL277001R1300;AF30 CONTACTOR | 6 | 158400 | 950400 | 0 | 0 | 11092204 NYELANI MULTI-SERVICES |  | Medupi | 3370
727549 | 93E | 4503350828 | 10 | 2023-10-11 | CONTACTOR:CONTROL;230-690 V;12-24 V;50 A | 4 | 130000 | 520000 | 0 | 0 | 11092096 TAKATSO REFLECTION |  | Medupi | 3370
730608 | G33 | 4503396385 | 50 | 2024-03-14 | CONTACTOR:1SBL297001R1300;400-690 VAC;50 | 3 | 1444 | 4332 | 0 | 0 | 11008695 MARRICO SALES AND MARKET |  | Medupi | 3370

## PO Medupi (hidden)
Material | Purchasing Group | Purchasing Document | Item | Document Date | Short Text | Order Quantity | Net Price | Net Order Value | Still to be delivered (value) | Still to be delivered (qty) | Name of Supplier | PO history/release documentation | Price unit | Plant | Outline agreement
124280 | G33 | 4503319708 | 10 | 2023-07-04 | PLUG ELECT:DS63/90;DECONTACTOR;4;4;63 A | 2 | 6033.63 | 12067.26 | 0 | 0 | 11000556 VOLTEX POTCHEFSTROOM |  | Medupi | 3370
125802 | 60A | 4502854798 | 20 | 2019-05-23 | CONTACTOR:3RT1016-1AP01;CONTROL;9 A;4 | 6 | 1570.65 | 9423.9 | 0 | 0 | 11070074 LIGHTSTONE STEEL |  | Medupi | 3370
226177 | 99C | 3070347382 | 1 | 2017-11-02 | RELAY:MVAA11T1NA1151A;AUXILIARY;220 VDC | 2 | 9400 | 18800 | 0 | 0 | 11085389 ICOSEAL |  | Medupi | 3370
228412 | 346 | 4503021871 | 10 | 2020-10-15 | BLOCK,CONTACT:3SB3400-0B;SWITCH;230 VAC | 5 | 1400 | 7000 | 0 | 0 | 11089026 SHANDUKA CONSTRUCTION AN |  | Medupi | 3370
246125 | 60A | 4502948869 | 20 | 2020-02-24 | RELAY OVRLD:3RU1126-4BBO;14-20 A;THERMAL | 3 | 803.88 | 2411.64 | 0 | 0 | 11087713 TJ SYSTEM INTEGRATORS |  | Medupi | 3370
251484 | 99C | 4502681840 | 30 | 2018-03-13 | BLOCK,CONTACT:3RH1911-1FA22;AUXILIARY | 10 | 226 | 2260 | 0 | 0 | 11046242 BHABSONS |  | Medupi | 3370
251526 | 346 | 4502775975 | 20 | 2018-10-19 | BASE,RELAY:LZSPT78740;14 PIN;WD 28 MM | 9 | 59.7 | 537.3 | 0 | 0 | 11001648 LURICO ELECTRICAL AND ME |  | Medupi | 3370
251528 | 346 | 4503021871 | 20 | 2020-10-15 | BASE,RELAY:LZXPT570730 ;WD 22.5 MM | 24 | 325 | 7800 | 0 | 0 | 11089026 SHANDUKA CONSTRUCTION AN |  | Medupi | 3370
251660 | 89B | 3070269897 | 25 | 2016-01-15 | CONTACTOR:3RT1015-IAP01;400 V;COIL 230 V | 2 | 452 | 904 | 0 | 0 | 11044910 CONTROLGEAR SYSTEM (Pty) |  | Medupi | 3370
251678 | 04C | 3070268059 | 58 | 2015-12-17 | CONTACTOR:3RT1055-6AP36;MAIN;400 V;3 | 2 | 5488 | 10976 | 0 | 0 | 11044910 CONTROLGEAR SYSTEMS |  | Medupi | 3370
555258 | 346 | 4502918608 | 20 | 2019-11-18 | CONTACTOR:OIL BURNER;400 VAC;230 VAC;3 | 3 | 495 | 1485 | 0 | 0 | 11088040 MEGA TAG AGRICULTURE AND |  | Medupi | 3370
575141 | 04C | 3070279871 | 108 | 2016-03-31 | RELAY,THERM:RT1U;OVERLOAD;690 VAC | 10 | 364.9 | 3649 | 0 | 0 | 11053524 GE SOUTH AFRICA |  | Medupi | 3370
575149 | 04C | 3070279871 | 100 | 2016-03-31 | RELAY,THERM:RT1B;OVERLOAD;690 VAC | 10 | 347.52 | 3475.2 | 0 | 0 | 11053524 GE SOUTH AFRICA |  | Medupi | 3370
575152 | 04C | 3070279871 | 107 | 2016-03-31 | RELAY,THERM:RT11M;OVERLOAD;690 VAC | 10 | 364.9 | 3649 | 0 | 0 | 11053524 GE SOUTH AFRICA |  | Medupi | 3370
575153 | 04C | 3070279871 | 109 | 2016-03-31 | RELAY,THERM:RT1S;OVERLOAD;690 VAC | 10 | 364.9 | 3649 | 0 | 0 | 11053524 GE SOUTH AFRICA |  | Medupi | 3370
575154 | 04C | 3070279871 | 88 | 2016-03-31 | RELAY,CNTRL:30A - 150A;1NO 1NC;PANEL | 10 | 1565.15 | 15651.5 | 0 | 0 | 11053524 GE SOUTH AFRICA |  | Medupi | 3370
575162 | 04C | 3070279871 | 73 | 2016-03-31 | RELAY,CNTRL:16A;2NO 2NC;COIL 230 VDC | 10 | 223.47 | 2234.7 | 0 | 0 | 11053524 GE SOUTH AFRICA |  | Medupi | 3370
575163 | 346 | 4502789401 | 10 | 2018-11-22 | RELAY, CONTROL:CONTCT RTNG 10A;6, 3 | 8 | 14080 | 112640 | 0 | 0 | 11085152 AYIZE LISEDI 88 PROJECTS |  | Medupi | 3370
575164 | 04C | 3070279871 | 79 | 2016-03-31 | RELAY,CNTRL:16A;2NO 2NC;COIL 24 VDC;4PST | 10 | 236.41 | 2364.1 | 0 | 0 | 11053524 GE SOUTH AFRICA |  | Medupi | 3370
575165 | 04C | 3070279871 | 78 | 2016-03-31 | RELAY,CNTRL:16A;3NO 1NC;COIL 24 VDC;4PST | 10 | 236.41 | 2364.1 | 0 | 0 | 11053524 GE SOUTH AFRICA |  | Medupi | 3370
575166 | 04C | 3070279871 | 91 | 2016-03-31 | RELAY,THERM:RT1P;OVERLOAD;690 VAC | 10 | 351.87 | 3518.7 | 0 | 0 | 11053524 GE SOUTH AFRICA |  | Medupi | 3370
575167 | 04C | 3070279871 | 81 | 2016-03-31 | RELAY,CNTRL:16A;2NO 2NC;COIL 230 VAC | 10 | 191.25 | 1912.5 | 0 | 0 | 11053524 GE SOUTH AFRICA |  | Medupi | 3370
575171 | G33 | 4503373853 | 10 | 2023-12-19 | CONTACTOR:SWITCHGEAR;690VAC 440VDC;230;3 | 10 | 2355.75 | 23557.5 | 23557.5 | 10 | 11000556 VOLTEX POTCHEFSTROOM |  | Medupi | 3370
575177 | 04C | 3070279871 | 80 | 2016-03-31 | RELAY,CNTRL:22A - 110A;1NO 1NC;PANEL | 10 | 1003.94 | 10039.4 | 0 | 0 | 11053524 GE SOUTH AFRICA |  | Medupi | 3370
575180 | 04C | 3070279871 | 102 | 2016-03-31 | RELAY,THERM:RT1N;OVERLOAD;690 VAC | 10 | 347.52 | 3475.2 | 0 | 0 | 11053524 GE SOUTH AFRICA |  | Medupi | 3370
575184 | 346 | 4503166001 | 10 | 2022-01-28 | RELAY CTRL:60.13;220 V 10 A;2NO 2NC | 44 | 600 | 26400 | 0 | 0 | 11090408 THAHLAL LEGACY HOLDINGS |  | Medupi | 3370
575189 | G33 | 4503396385 | 80 | 2024-03-14 | CONTACTOR:690VAC / 440VDC;230 VAC;50 A;3 | 11 | 1392.4 | 15316.4 | 0 | 0 | 11008695 MARRICO SALES AND MARKET |  | Medupi | 3370
575202 | 04C | 3070279871 | 105 | 2016-03-31 | RELAY,THERM:RT1L;OVERLOAD;690 VAC | 10 | 347.52 | 3475.2 | 0 | 0 | 11053524 GE SOUTH AFRICA |  | Medupi | 3370
575203 | 04C | 3070279871 | 93 | 2016-03-31 | RELAY,THERM:RT1N;OVERLOAD;690 VAC | 10 | 347.52 | 3475.2 | 0 | 0 | 11053524 GE SOUTH AFRICA |  | Medupi | 3370
575204 | 04C | 3070279871 | 76 | 2016-03-31 | RELAY,CNTRL:16A;3NO 1NC;COIL 220 VDC | 10 | 223.47 | 2234.7 | 0 | 0 | 11053524 GE SOUTH AFRICA |  | Medupi | 3370
575212 | 04C | 3070279871 | 104 | 2016-03-31 | RELAY,THERM:RT1K;OVERLOAD;690 VAC | 10 | 347.52 | 3475.2 | 0 | 0 | 11053524 GE SOUTH AFRICA |  | Medupi | 3370
575215 | 04C | 3070279871 | 85 | 2016-03-31 | CONTACTOR:104104;SWITCHGEAR;18 A;3 | 10 | 409.83 | 4098.3 | 0 | 0 | 11053524 GE SOUTH AFRICA |  | Medupi | 3370
575227 | 04C | 3070279871 | 83 | 2016-03-31 | CONTACTOR:104144;SWITCHGEAR;25 A;3 | 10 | 546.44 | 5464.4 | 0 | 0 | 11053524 GE SOUTH AFRICA |  | Medupi | 3370
575228 | 04C | 3070279871 | 90 | 2016-03-31 | CONTACTOR:104284;SWITCHGEAR;50 A;3 | 10 | 2454.39 | 24543.9 | 0 | 0 | 11053524 GE SOUTH AFRICA |  | Medupi | 3370
575229 | 04C | 3070279871 | 87 | 2016-03-31 | CONTACTOR:110804;SWITCHGEAR;25 A;3 | 10 | 546.44 | 5464.4 | 0 | 0 | 11053524 GE SOUTH AFRICA |  | Medupi | 3370
575232 | 04C | 3070279871 | 98 | 2016-03-31 | RELAY,THERM:RT1G;OVERLOAD;690 VAC | 10 | 347.52 | 3475.2 | 0 | 0 | 11053524 GE SOUTH AFRICA |  | Medupi | 3370
575238 | 12E | 4503409610 | 10 | 2024-05-02 | CONTACTOR:INSTA;440 VAC;230 V;24 A;4;4NO | 4 | 168191.46 | 672765.84 | 0 | 0 | 11087515 MALELE TRADING AND PROJE |  | Medupi | 3370
575243 | 438 | 4503255531 | 30 | 2022-11-18 | CONTACTOR:.;400 VAC;230 V;7 A;3;1NO 2NC | 2 | 225.87 | 451.74 | 0 | 0 | 11000379 SIEMENS PROPRIETARY LIMI |  | Medupi | 3370 | 4600069496
575248 | 031 | 3070168616 | 8 | 2014-01-13 | CONTACTOR:3RT1016-1AP04-3MA;400 VAC;3 | 2 | 850 | 1700 | 0 | 0 | 11080727 IZANDRA TRADING 18 |  | Medupi | 3370
575256 | 04C | 3070268059 | 68 | 2015-12-17 | CONTACTOR:3RT1046-1AP04;440 V;95 A;3 | 2 | 3608 | 7216 | 0 | 0 | 11044910 CONTROLGEAR SYSTEMS |  | Medupi | 3370
575260 | 346 | 4502981895 | 10 | 2020-06-22 | RELAY:8 PIN;230VAC;2 CONTACTS;RACK | 4 | 506 | 2024 | 0 | 0 | 11088504 ELEMETRIC ENGINEERING |  | Medupi | 3370
575263 | 031 | 3070168616 | 7 | 2014-01-13 | CONTACTOR:3RT1054-1AP36;400 VAC;115 A | 2 | 7212 | 14424 | 0 | 0 | 11080727 IZANDRA TRADING 18 |  | Medupi | 3370
575266 | 99C | 4502952517 | 30 | 2020-03-04 | CONTACTOR:3RT1025-1AP00;440 V;230 V;3 | 2 | 841 | 1682 | 0 | 0 | 11080401 BOLT AND ENGINEERING DIS |  | Medupi | 3370
575285 | 031 | 3070164494 | 1 | 2013-12-05 | CONTACTOR:3RT1056-6 AP36;HEATER;400 VAC | 2 | 7150 | 14300 | 0 | 0 | 11000189 VOLTEX(WITBANK) |  | Medupi | 3370
576690 | 99C | 4503154827 | 10 | 2021-12-09 | RELAY:PLUGABLE INTERFACE;250VAC-24VDC | 4 | 162.5 | 650 | 0 | 0 | 11056792 LEPHALALE SUPPLIES |  | Medupi | 3370
576697 | 89B | 3070338187 | 5 | 2017-08-14 | RELAY:PLUGABLE INTERFACE;110 V;110 V | 2 | 75.56 | 151.12 | 0 | 0 | 11049390 PPE TECHNOLGIES |  | Medupi | 3370
576713 | 346 | 4503315275 | 20 | 2023-06-20 | MODULE:SE6395/C01;RELAY CARD | 7 | 17528 | 122696 | 0 | 0 | 11091765 MR PROJECTS AND ENGINEER |  | Medupi | 3370
576726 | 89B | 3070338188 | 8 | 2017-08-14 | RELAY:220 VDC;8 CHANGEOVER LATCHING | 3 | 9700 | 29100 | 0 | 0 | 11052518 ZKT |  | Medupi | 3370
576737 | 89B | 3070338186 | 6 | 2017-08-14 | RELAY,T DEL:0.15S-300HR ;2NO ;5 A | 5 | 3076 | 15380 | 0 | 0 | 11046242 BHABSONS |  | Medupi | 3370
576738 | 89B | 3070338188 | 10 | 2017-08-14 | RELAY,T DEL:0.1S-300HR ;2NC ;5 A | 5 | 3356 | 16780 | 0 | 0 | 11052518 ZKT |  | Medupi | 3370
576743 | 89B | 3070338187 | 18 | 2017-08-14 | MODULE,COMMS:750-517;230VAC / 300VDC | 25 | 1135.63 | 28390.75 | 0 | 0 | 11049390 PPE TECHNOLGIES |  | Medupi | 3370
576751 | 89B | 3070338186 | 9 | 2017-08-14 | RELAY:PLC INTERFACE;24 VDC;1;50 MA;SPDT | 13 | 247 | 3211 | 0 | 0 | 11046242 BHABSONS |  | Medupi | 3370
576752 | 99C | 4503154813 | 30 | 2021-12-09 | RELAY:PLCRSC-230UC/21AU;PLC INTERFACE;1 | 4 | 452.54 | 1810.16 | 0 | 0 | 11080727 IZANDRA TRADING 18 |  | Medupi | 3370
576754 | 89B | 3070338187 | 21 | 2017-08-14 | CONTACTOR:B65-30-10-1.7-71 ;INTERFACE | 5 | 205.35 | 1026.75 | 0 | 0 | 11049390 PPE TECHNOLGIES |  | Medupi | 3370
580253 | 60A | 4503323134 | 10 | 2023-07-17 | CONTACTOR:MINI;690VAC; 240VDC;240 VAC;3 | 2 | 461.85 | 923.7 | 0 | 0 | 11005542 BEAM ELECTRICAL WHOLESAL |  | Medupi | 3370
580255 | 90E | 4503345153 | 20 | 2023-09-22 | RELAY:THERMAL OVERLOAD;690 VAC;1NO 1NC | 1 | 2300 | 2300 | 2300 | 1 | 11084234 THONDOSE ENGINEERS |  | Medupi | 3370
580256 | 90E | 4503345153 | 10 | 2023-09-22 | RELAY:THERMAL OVERLOAD;690 VAC;1NO 1NC | 1 | 2500 | 2500 | 2500 | 1 | 11084234 THONDOSE ENGINEERS |  | Medupi | 3370
580257 | 346 | 4502981884 | 30 | 2020-06-22 | RELAY:55.33.9.024.0090;CONTROL;24 VDC;3 | 3 | 484.8 | 1454.4 | 0 | 0 | 11085457 ENYMAS |  | Medupi | 3370
580258 | 346 | 4502981884 | 40 | 2020-06-22 | RELAY:38.61.7.024.0050;INTERFACE MODULE | 6 | 1532 | 9192 | 0 | 0 | 11085457 ENYMAS |  | Medupi | 3370
581493 | 346 | 4503152615 | 20 | 2021-12-01 | RELAY:REL22;PLC-RSC-24DC/21-21/AEX;6 A | 4 | 500 | 2000 | 0 | 0 | 11090054 NDAWONYE LOGISTICS AND P |  | Medupi | 3370
581662 | 438 | 4503345072 | 10 | 2023-09-22 | MODULE:IC693MDL940;RELAY OUTPUT;O/P 2 A | 2 | 0.01 | 0.02 | 0.02 | 2 | 11001961 GE POWER SERVICES |  | Medupi | 3370 | 4600061682
581670 | 99C | 4503001253 | 30 | 2020-08-19 | SOCKET,ELECT:MINIATURE RELAY;14 PIN | 3 | 190 | 570 | 0 | 0 | 11087713 TJ SYSTEM INTEGRATORS |  | Medupi | 3370
581671 | 79C | 4503222895 | 30 | 2022-08-10 | RELAY:MICOM PI22;OVERCURRENT;7NO 3NC | 2 | 29630.35 | 59260.7 | 0 | 0 | 11089016 RORI GULIWE SOLUTIONS |  | Medupi | 3370
581672 | 99C | 4503036340 | 20 | 2020-11-24 | RELAY:ELECTROMAGNETIC;24 VDC;4CO;7 A | 2 | 168.82 | 337.64 | 0 | 0 | 11086079 TRANSTECH TRADING AND PR |  | Medupi | 3370
581673 | 79C | 4503222895 | 40 | 2022-08-10 | RELAY:55.34.9.220.0090;ELECTROMAGNETIC | 2 | 470.5 | 941 | 0 | 0 | 11089016 RORI GULIWE SOLUTIONS |  | Medupi | 3370
582424 | 438 | 4503255531 | 40 | 2022-11-18 | CONTACT AUX:TRANSVERSE;1NO 1NC;0.5 A | 1 | 74.41 | 74.41 | 0 | 0 | 11000379 SIEMENS PROPRIETARY LIMI |  | Medupi | 3370 | 4600069496
582425 | 438 | 4503255531 | 20 | 2022-11-18 | CONTACT AUX:SWITCH GEAR;2NO 2NC;6 A | 2 | 265.1 | 530.2 | 0 | 0 | 11000379 SIEMENS PROPRIETARY LIMI |  | Medupi | 3370 | 4600069496
582681 | 27B | 4503252615 | 10 | 2022-11-09 | CONTACTOR:CONTROL;690VAC/440VDC;230 VAC | 17 | 31664.12 | 538290.04 | 379969.44 | 12 | 11092153 MSYPOT TRADING AND PROJE |  | Medupi | 3370
582682 | 04C | 3070268059 | 51 | 2015-12-17 | CONTACTOR:POWER;440V;COIL 250 V;12 A;3 | 1 | 395.74 | 395.74 | 0 | 0 | 11044910 CONTROLGEAR SYSTEMS |  | Medupi | 3370
582683 | 04C | 3070279871 | 106 | 2016-03-31 | CONTACTOR:CK75CA311MN;CONTROL;150 A;3 | 10 | 1727.37 | 17273.7 | 0 | 0 | 11053524 GE SOUTH AFRICA |  | Medupi | 3370
582684 | 04C | 3070279871 | 97 | 2016-03-31 | CONTACTOR:CK11CE311N;CONTROL;550 A;3 | 10 | 13694.65 | 136946.5 | 0 | 0 | 11053524 GE SOUTH AFRICA |  | Medupi | 3370
582685 | 438 | 4503255531 | 10 | 2022-11-18 | CONTACTOR:CONTROL;400 V;240 VAC;275 A | 1 | 3881.97 | 3881.97 | 0 | 0 | 11000379 SIEMENS PROPRIETARY LIMI |  | Medupi | 3370 | 4600069496
582714 | 04C | 3070279871 | 77 | 2016-03-31 | ADAPTOR:RTXP;THERMAL OVERLOAD RELAY | 10 | 78.37 | 783.7 | 0 | 0 | 11053524 GE SOUTH AFRICA |  | Medupi | 3370
582716 | 04C | 3070279871 | 99 | 2016-03-31 | ADAPTOR:RE2XP;ELECTRONIC OVERLOAD RELAY | 10 | 125.27 | 1252.7 | 0 | 0 | 11053524 GE SOUTH AFRICA |  | Medupi | 3370
582728 | 99C | 4502672757 | 50 | 2018-02-22 | ADAPTOR,PLUG-SCKT:SV9342.210;BOTTOM;63 A | 10 | 354.67 | 3546.7 | 0 | 0 | 11082252 MAXMARA TRADING AND PROJ |  | Medupi | 3370
583321 | 970 | 3070341134 | 1 | 2017-09-07 | CONTACT:SIGNAL CONTACT;230 V;6 A | 2 | 543.6 | 1087.2 | 0 | 0 | 11009109 N AND R ELECTRONIC AND M |  | Medupi | 3370
583381 | 89B | 3070269897 | 9 | 2016-01-15 | RELAY:24 VDC;SINGLE;5 A;4PDT;12;AGNI | 2 | 143.54 | 287.08 | 0 | 0 | 11044910 CONTROLGEAR SYSTEM (Pty) |  | Medupi | 3370
583382 | 89B | 3070269897 | 8 | 2016-01-15 | RELAY:INTERFACE;230 V;3NO;10 A;3SPDT | 2 | 165.6 | 331.2 | 0 | 0 | 11044910 CONTROLGEAR SYSTEM (Pty) |  | Medupi | 3370
583383 | 02D | 4502678035 | 10 | 2018-03-06 | RELAY:INDICATOR;230 V;2DPDT;15 A;2P | 10 | 13162.5 | 131625 | 0 | 0 | 11085720 KANATLA BUSINESS ENTERPR |  | Medupi | 3370
583385 | 89B | 3070269897 | 2 | 2016-01-15 | RELAY,CNTRL:4 A ;2SPDT ;COIL 300-500 V | 2 | 303.2 | 606.4 | 0 | 0 | 11044910 CONTROLGEAR SYSTEM (Pty) |  | Medupi | 3370
583388 | 02D | 4502678035 | 20 | 2018-03-06 | RELAY,CNTRL:5 A;2NC;COIL 230/400 V | 10 | 34758.75 | 347587.5 | 0 | 0 | 11085720 KANATLA BUSINESS ENTERPR |  | Medupi | 3370
583389 | 346 | 4503099736 | 10 | 2021-06-11 | RELAY CTRL:6 A;2C/O;400/690 V;3P;RAIL | 2 | 3800 | 7600 | 0 | 0 | 11090523 BAKOENA PROPERTIES |  | Medupi | 3370
583390 | 89B | 3070269897 | 13 | 2016-01-15 | RELAY,OVRLD:3RU1126-4DBO ;20-25 A | 2 | 568.8 | 1137.6 | 0 | 0 | 11044910 CONTROLGEAR SYSTEM (Pty) |  | Medupi | 3370
583391 | 707 | 4503257838 | 20 | 2022-11-25 | RELAY OVRLD:0.35-0.5 A;THERMAL;1NO 1NC | 2 | 310.54 | 621.08 | 0 | 0 | 11000379 SIEMENS PROPRIETARY LIMI |  | Medupi | 3370 | 4600069496
583392 | 89B | 3070269897 | 11 | 2016-01-15 | RELAY,OVRLD:3RU1116-OKBO ;0.9-1.25 A | 4 | 480 | 1920 | 0 | 0 | 11044910 CONTROLGEAR SYSTEM (Pty) |  | Medupi | 3370
583393 | 707 | 4503257838 | 90 | 2022-11-25 | RELAY OVRLD:1.4-2 A;THERMAL;1NO 1NC;6 A | 2 | 406.21 | 812.42 | 0 | 0 | 11000379 SIEMENS PROPRIETARY LIMI |  | Medupi | 3370 | 4600069496
583394 | 89B | 3070269897 | 5 | 2016-01-15 | RELAY,OVRLD:3RU1116-1CB0;1.8-2.5 A | 2 | 480 | 960 | 0 | 0 | 11044910 CONTROLGEAR SYSTEM (Pty) |  | Medupi | 3370
583395 | 89B | 3070269897 | 12 | 2016-01-15 | RELAY,OVRLD:3RU1116-1FB0;3.5-5 A | 4 | 480 | 1920 | 0 | 0 | 11044910 CONTROLGEAR SYSTEM (Pty) |  | Medupi | 3370
583396 | 346 | 4502789401 | 50 | 2018-11-22 | BASE, RELAY:LZS:PT78730;PLUG IN;PLASTIC | 18 | 10134.93 | 182428.74 | 0 | 0 | 11085152 AYIZE LISEDI 88 PROJECTS |  | Medupi | 3370
583397 | 707 | 4503257838 | 10 | 2022-11-25 | BASE RLY:3RU1916-3AA01;STAND ALONE | 2 | 71.05 | 142.1 | 0 | 0 | 11000379 SIEMENS PROPRIETARY LIMI |  | Medupi | 3370 | 4600069496
583398 | 89B | 3070269897 | 16 | 2016-01-15 | BASE,RELAY:3RU1926-3AA01;STAND ALONE | 2 | 120.8 | 241.6 | 0 | 0 | 11044910 CONTROLGEAR SYSTEM (Pty) |  | Medupi | 3370
584286 | 438 | 4503194093 | 80 | 2022-05-03 | CONTACT AUX:SWITCH BLOCK;2NO 2NC;10 A;. | 2 | 100.69 | 201.38 | 0 | 0 | 11000379 SIEMENS PROPRIETARY LIMI |  | Medupi | 3370 | 4600069496
584287 | 438 | 4503217935 | 10 | 2022-07-22 | CONTACTOR:.;400VAC/110VDC;230 VAC;120 A | 12 | 3091.14 | 37093.68 | 37093.68 | 12 | 11000379 SIEMENS PROPRIETARY LIMI |  | Medupi | 3370 | 4600069496
584288 | 04C | 3070268059 | 45 | 2015-12-17 | CONTACTOR:3RT1045-1AP00;POWER;100 A;3 | 2 | 2680 | 5360 | 0 | 0 | 11044910 CONTROLGEAR SYSTEMS |  | Medupi | 3370
584292 | 346 | 4503166001 | 20 | 2022-01-28 | BASE RLY:3BHB010570R001;SOCKET;16 A | 4 | 798.85 | 3195.4 | 0 | 0 | 11090408 THAHLAL LEGACY HOLDINGS |  | Medupi | 3370
594923 | 53D | 4503182244 | 10 | 2022-03-22 | RELAY:REL31 24VDC;BELT PROTECTION SYSTEM | 6 | 6036.95 | 36221.7 | 36221.7 | 6 | 11087907 BADISHA BATLE TRADING |  | Medupi | 3370
597747 | 438 | 4503114016 | 50 | 2021-07-29 | RELAY:LZX: PT570024;PLUG IN;24 VDC;6 A | 12 | 353.13 | 4237.56 | 0 | 0 | 11000379 SIEMENS PROPRIETARY LIMI |  | Medupi | 3370 | 4600069496
616800 | 60A | 4502854798 | 10 | 2019-05-23 | RELAY:3RT2316-1BB40 ;CONTACTOR ;4NO | 4 | 1915.75 | 7663 | 0 | 0 | 11070074 LIGHTSTONE STEEL |  | Medupi | 3370
621482 | 970 | 3070341134 | 3 | 2017-09-07 | CONTACTOR:100-C30KJ00 ;SERIES C | 41 | 827.3 | 33919.3 | 0 | 0 | 11009109 N AND R ELECTRONIC AND M |  | Medupi | 3370
627605 | 99C | 4502618684 | 510 | 2017-10-18 | RELAY:3RS1800-1HP01;HARD GOLD PLATED | 16 | 8783.62 | 140537.92 | 0 | 0 | 11006170 CBZ SOLUTIONS |  | Medupi | 3370 | 4600062317
630635 | 970 | 3070341134 | 4 | 2017-09-07 | CONTACTOR:AC-3 ;400 VAC ;COIL 220 VAC | 10 | 2552.9 | 25529 | 0 | 0 | 11009109 N AND R ELECTRONIC AND M |  | Medupi | 3370
633001 | 346 | 4503135888 | 10 | 2021-10-11 | RELAY:55.34.9.024.0040;GP;24 VDC;1NO 1NC | 111 | 600 | 66600 | 0 | 0 | 11087551 UBUNTU MEDICAL AND CONSU |  | Medupi | 3370
637640 | 95C | 3070347975 | 1 | 2017-11-08 | CONTACTOR:A9C20833ACTI9ICT ;400 VAC | 7 | 526.6 | 3686.2 | 0 | 0 | 11009109 N AND R ELECTRONIC AND M |  | Medupi | 3370
644081 | 95C | 4503102681 | 10 | 2021-06-23 | RELAY:5701300046;EARTH FAULT MONITOR | 8 | 19050 | 152400 | 0 | 0 | 11087127 THOLO RAMA THEBE |  | Medupi | 3370
646268 | 60A | 4502854798 | 30 | 2019-05-23 | CONTACTOR:AF52-40-00-11 ;BLOCK;24-60 VAC | 16 | 11456 | 183296 | 0 | 0 | 11070074 LIGHTSTONE STEEL |  | Medupi | 3370
648050 | 02D | 4502753380 | 10 | 2018-08-27 | RELAY:3BHL001374P001;GP;24 VDC;3CO;3PDT | 26 | 816.15 | 21219.9 | 0 | 0 | 11085890 MARUMO ELECTRICAL INSTRU |  | Medupi | 3370
656069 | 60A | 4502779849 | 30 | 2018-10-30 | CONTACTOR:A9C20834;400 V;COIL 220 V;4 | 10 | 14167.29 | 141672.9 | 0 | 0 | 11085330 STANDARD HEIGHTS |  | Medupi | 3370
656086 | 60A | 4502779849 | 90 | 2018-10-30 | CONTACTOR:A9-22-00;BLOCK;690 V;25 A;4 | 2 | 10204.13 | 20408.26 | 0 | 0 | 11085330 STANDARD HEIGHTS |  | Medupi | 3370
656090 | 346 | 4502779646 | 10 | 2018-10-29 | CONTACTOR:TAE50-30-11;BLOCK DC;1000 V | 2 | 13760 | 27520 | 0 | 0 | 11084077 MON AME TRADING |  | Medupi | 3370
656093 | 60A | 4502779849 | 80 | 2018-10-30 | CONTACTOR:TAL9-30-10;BLOCK DC;690 V;3 | 2 | 8003.81 | 16007.62 | 0 | 0 | 11085330 STANDARD HEIGHTS |  | Medupi | 3370
656098 | 60A | 4502779849 | 70 | 2018-10-30 | CONTACTOR:TAL9-30-10 152-264VDC;BLOCK DC | 2 | 8495.29 | 16990.58 | 0 | 0 | 11085330 STANDARD HEIGHTS |  | Medupi | 3370
656099 | 60A | 4502779849 | 60 | 2018-10-30 | CONTACTOR:TAL26-30-10 152-264VDC;690 V | 2 | 8035.99 | 16071.98 | 0 | 0 | 11085330 STANDARD HEIGHTS |  | Medupi | 3370
656100 | 60A | 4502779849 | 50 | 2018-10-30 | CONTACTOR:TAE50-30-11 17-32VDC;BLOCK DC | 2 | 12302.69 | 24605.38 | 0 | 0 | 11085330 STANDARD HEIGHTS |  | Medupi | 3370
656102 | 60A | 4502779849 | 40 | 2018-10-30 | CONTACTOR:TAE50-40-00 17-32VDC;BLOCK DC | 2 | 7249.11 | 14498.22 | 0 | 0 | 11085330 STANDARD HEIGHTS |  | Medupi | 3370
656103 | 02D | 4502783915 | 20 | 2018-11-08 | RELAY:3RS1800-1HW01;COUPLING;3 A;1NO 1NC | 15 | 11039 | 165585 | 0 | 0 | 11084119 BIG W HOLDINGS |  | Medupi | 3370
656121 | 346 | 4502785707 | 20 | 2018-11-13 | MODULE:3SU1400-1AA10-1FA0;CONTACT | 10 | 13400 | 134000 | 0 | 0 | 11082764 NEMMIE TRADING AND LOGIS |  | Medupi | 3370
656123 | 346 | 4502769846 | 30 | 2018-10-04 | CONTACT, AUXILIARY:3SB1400-0A;1NO 1NC | 10 | 262.53 | 2625.3 | 0 | 0 | 11086476 CHABAL SOLUTIONS |  | Medupi | 3370
656132 | 346 | 4502775975 | 80 | 2018-10-19 | RELAY:3RP1512-1AP30 ;TIMING ;24-250 V | 2 | 973 | 1946 | 0 | 0 | 11001648 LURICO ELECTRICAL AND ME |  | Medupi | 3370
656143 | 346 | 4502769846 | 40 | 2018-10-04 | CONTACTOR:3RT1023-1AK60 ;POWER ;400 VAC | 5 | 867.33 | 4336.65 | 0 | 0 | 11086476 CHABAL SOLUTIONS |  | Medupi | 3370
656151 | 346 | 4502769846 | 20 | 2018-10-04 | CONTACTOR:3RT1466-6AP36;AUXILIARY;3 | 2 | 22431.08 | 44862.16 | 0 | 0 | 11086476 CHABAL SOLUTIONS |  | Medupi | 3370
656171 | 346 | 4502775975 | 70 | 2018-10-19 | RELAY:3TH43 64-0BB4;CONTACTOR;24 VDC | 3 | 1950 | 5850 | 0 | 0 | 11001648 LURICO ELECTRICAL AND ME |  | Medupi | 3370
656248 | 60A | 4502779849 | 100 | 2018-10-30 | CONTACTOR:1SBL141001R8001 ;BLOCK ;400 V | 5 | 14731.55 | 73657.75 | 0 | 0 | 11085330 STANDARD HEIGHTS |  | Medupi | 3370
656262 | 60A | 4502779849 | 20 | 2018-10-30 | CONTACTOR:LC1D40AM7;MOTOR CONTROL;40 A | 10 | 12533.84 | 125338.4 | 0 | 0 | 11085330 STANDARD HEIGHTS |  | Medupi | 3370
656336 | 346 | 4502779646 | 20 | 2018-10-29 | CONTACTOR:3RT1025-1AL20 ;POWER ;400 VAC | 5 | 2421 | 12105 | 0 | 0 | 11084077 MON AME TRADING |  | Medupi | 3370
656372 | 346 | 4502775975 | 40 | 2018-10-19 | RELAY:3RH1131-1AF00 ;CONTACTOR ;230 V | 5 | 577 | 2885 | 0 | 0 | 11001648 LURICO ELECTRICAL AND ME |  | Medupi | 3370
659168 | 60A | 4502813561 | 30 | 2019-02-06 | CONTACTOR:3RT1476-6AP36;POWER;400 V;3 | 4 | 56876 | 227504 | 0 | 0 | 11037690 KWAKWA ENGINEERING SERVI |  | Medupi | 3370
659257 | 346 | 4502789401 | 20 | 2018-11-22 | RELAY:LZX:PT570524;PLUG IN;1NO;4PDT | 8 | 14100 | 112800 | 0 | 0 | 11085152 AYIZE LISEDI 88 PROJECTS |  | Medupi | 3370
659299 | 346 | 4503023558 | 20 | 2020-10-21 | BASE, RELAY:LZX:PT78702;SOCKET;HT 75 MM | 4 | 1680 | 6720 | 0 | 0 | 11089038 PRO VICTSH GROUP SA |  | Medupi | 3370
659300 | 438 | 4503114016 | 90 | 2021-07-29 | BLOCK CONTCT:3SB3400-0E;PUSHBUTTON;400 V | 5 | 70.72 | 353.6 | 0 | 0 | 11000379 SIEMENS PROPRIETARY LIMI |  | Medupi | 3370 | 4600069496
661270 | 60A | 4503120565 | 20 | 2021-08-19 | RELAY:DIL ER40-E;CONTROL;380-440 V;4NO | 11 | 870 | 9570 | 0 | 0 | 11082792 NIZNA |  | Medupi | 3370
661301 | 95C | 4503007974 | 20 | 2020-09-08 | RELAY:55.32.9.024.0040;GP;24 VDC;2CO | 2 | 1000 | 2000 | 0 | 0 | 11052518 ZKT |  | Medupi | 3370
661423 | 346 | 4503004992 | 10 | 2020-08-28 | CONTACTOR:LC1F185;MOTOR CONTROL;440 VAC | 4 | 90339 | 361356 | 0 | 0 | 11080727 IZANDRA TRADING 18 |  | Medupi | 3370
663349 | 99C | 4502863278 | 20 | 2019-06-13 | CONTACT AUX:3RH2911-1FA22;SIRIUS;2NO 2NC | 6 | 148.8 | 892.8 | 0 | 0 | 11009109 N AND R ELECTRONIC AND M |  | Medupi | 3370
663369 | 99C | 4502861804 | 70 | 2019-06-11 | RELAY:6SL3252-0BB00-0AA0;BRAKE;1NO | 4 | 2060 | 8240 | 0 | 0 | 11052518 ZKT |  | Medupi | 3370
663380 | 99C | 4502863278 | 90 | 2019-06-13 | CONTACT AUX:3RH1921-1EA20;SWITCH BLOCK | 5 | 137.6 | 688 | 0 | 0 | 11009109 N AND R ELECTRONIC AND M |  | Medupi | 3370
663387 | 99C | 4502863278 | 60 | 2019-06-13 | CONTACT AUX:3RH1921-1EA11;SIRIUS;1NO 1NC | 5 | 137.6 | 688 | 0 | 0 | 11009109 N AND R ELECTRONIC AND M |  | Medupi | 3370
663431 | 346 | 4502981895 | 20 | 2020-06-22 | RELAY:XTRM10A-40;CONTROL;120 V;4NO;10 A | 4 | 1800 | 7200 | 0 | 0 | 11088504 ELEMETRIC ENGINEERING |  | Medupi | 3370
663816 | 99C | 4502861804 | 30 | 2019-06-11 | RELAY OVRLD:3RU1116-0EB0;0.28-0.4 A | 6 | 750 | 4500 | 0 | 0 | 11052518 ZKT |  | Medupi | 3370
663817 | 99C | 4502861804 | 40 | 2019-06-11 | RELAY OVRLD:3RU1116-0HB0;0.55-0.8 A | 3 | 750 | 2250 | 0 | 0 | 11052518 ZKT |  | Medupi | 3370
663839 | 99C | 4502861804 | 50 | 2019-06-11 | RELAY:EMERGENCY STOP MODULE;24 VDC;2 A | 3 | 6850 | 20550 | 0 | 0 | 11052518 ZKT |  | Medupi | 3370
667322 | 346 | 4502905902 | 10 | 2019-10-14 | CONTACTOR:LC1D40AU7;MOTOR CONTROL;240 V | 5 | 2957.31 | 14786.55 | 0 | 0 | 11056792 LEPHALALE SUPPLIES |  | Medupi | 3370
667331 | 346 | 4502905902 | 20 | 2019-10-14 | CONTACTOR:DILER-40;RELAY;400 VAC;3 A;4 | 5 | 914.63 | 4573.15 | 0 | 0 | 11056792 LEPHALALE SUPPLIES |  | Medupi | 3370
667340 | 346 | 4502981884 | 60 | 2020-06-22 | RELAY:46.52.9.024.0040;GP;24 VDC;2NO 2NC | 4 | 404 | 1616 | 0 | 0 | 11085457 ENYMAS |  | Medupi | 3370
667387 | 346 | 4502905902 | 30 | 2019-10-14 | CONTACTOR:3RT1044-1AP00;POWER;400 VAC | 5 | 3141.46 | 15707.3 | 0 | 0 | 11056792 LEPHALALE SUPPLIES |  | Medupi | 3370
667418 | 346 | 4502905902 | 50 | 2019-10-14 | CONTACT AUX:3RH1921-1DA11;LATERAL SWITCH | 5 | 182.93 | 914.65 | 0 | 0 | 11056792 LEPHALALE SUPPLIES |  | Medupi | 3370
669292 | 86E | 4503211314 | 10 | 2022-06-29 | CONTACTOR:RELAY;230 VAC;230 VAC;10 A;8 | 1 | 2260.63 | 2260.63 | 0 | 0 | 11086255 LEHUTJO INVESTMENTS |  | Medupi | 3370
671013 | 89F | 4503312868 | 10 | 2023-06-12 | CONTACTOR:DILM50;MOTOR;400 VAC;24 VDC;3 | 13 | 7862 | 102206 | 0 | 0 | 11092843 MAMISE TRADING AND PROJE |  | Medupi | 3370
672091 | 99C | 4503001253 | 10 | 2020-08-19 | RELAY:PLUG-IN;24 VAC;4 C/O CONTACTS;6 A | 1 | 330 | 330 | 0 | 0 | 11087713 TJ SYSTEM INTEGRATORS |  | Medupi | 3370
675442 | 60A | 4503007898 | 10 | 2020-09-08 | CONTACTOR:AF52-30-00-11;BLOCK;100 A;4 | 20 | 2050 | 41000 | 0 | 0 | 11086095 VEXLOSERVE |  | Medupi | 3370
675443 | 346 | 4503044318 | 10 | 2020-12-15 | CONTACTOR:XTCE065D;400 V;65 A;3 | 10 | 15895 | 158950 | 0 | 0 | 11088063 SILENCE KOLLECTION AND C |  | Medupi | 3370
678530 | 346 | 4503110382 | 10 | 2021-07-19 | RELAY:DT3030;24/48 VDC;1NO;5 A;SCREW | 5 | 134485.81 | 672429.05 | 0 | 0 | 11005020 ABB SOUTH AFRICA |  | Medupi | 3370
683621 | 86E | 4503206148 | 10 | 2022-06-10 | CONTACTOR:A9;690 VAC;220-230 VAC;26 A;3 | 5 | 600 | 3000 | 0 | 0 | 11085389 ICOSEAL |  | Medupi | 3370
683636 | 95C | 4503175450 | 20 | 2022-02-28 | RELAY T-DELAY:1 C/O;1 C/O (SPDT) | 5 | 48949 | 244745 | 0 | 0 | 11086892 RUBCOFIL |  | Medupi | 3370
687284 | 86E | 4503100648 | 40 | 2021-06-15 | CONTACTOR:THREE POLE;400/690 V;85-110 V | 32 | 8000 | 256000 | 0 | 0 | 11089243 LIGHT WEALTH INVESTMENTS |  | Medupi | 3370
692426 | 92E | 4503242362 | 10 | 2022-10-10 | CONTACTOR:MOTOR STARTING & ISOLATION | 5 | 136698.3 | 683491.5 | 0 | 0 | 11081169 LUNGILE MANAGING TRADING |  | Medupi | 3370
694968 | 60A | 4503314030 | 10 | 2023-06-15 | CONTACTOR:TESYS;690 VAC;24 VDC;9 A;3 | 3 | 1800 | 5400 | 0 | 0 | 11086095 VEXLOSERVE |  | Medupi | 3370
699103 | 30C | 4503126035 | 10 | 2021-09-07 | RELAY:EDR 3000;19-300 VDC;IP00 | 5 | 162589.8 | 812949 | 812949 | 5 | 11085289 PANGELA CONSTRUCTION AND |  | Medupi | 3370
714348 | 12E | 4503376065 | 10 | 2024-01-04 | CONTACTOR:ELECTROMAGNETIC;415 VAC;220;10 | 20 | 38189.46 | 763789.2 | 0 | 0 | 11089252 CHARIOT INVESTMENTS |  | Medupi | 3370
715383 | 90E | 4503345077 | 20 | 2023-09-22 | RELAY SLD STATE:EARH LEAKAGE,110-230,5 A | 2 | 162344.76 | 324689.52 | 0 | 0 | 11084433 REFINERIES INDUSTRIES |  | Medupi | 3370
724010 | 346 | 4503365428 | 10 | 2023-11-21 | CONTACTOR:1SBL277001R1300;AF30 CONTACTOR | 6 | 158400 | 950400 | 0 | 0 | 11092204 NYELANI MULTI-SERVICES |  | Medupi | 3370
727549 | 93E | 4503350828 | 10 | 2023-10-11 | CONTACTOR:CONTROL;230-690 V;12-24 V;50 A | 4 | 130000 | 520000 | 0 | 0 | 11092096 TAKATSO REFLECTION |  | Medupi | 3370
730608 | G33 | 4503396385 | 50 | 2024-03-14 | CONTACTOR:1SBL297001R1300;400-690 VAC;50 | 3 | 1444 | 4332 | 0 | 0 | 11008695 MARRICO SALES AND MARKET |  | Medupi | 3370

## PO History (hidden)
Material Number | Equipment Short description | Material | SLoc | Bin | Un | MTy | MS | Lab | Min | Stock On Hand | Max | Unit Price | Stock Value
117886 | FUSE CARTD:80 A;240 VAC;FERRULE | 117886 | 3370 | SP14D6C | EA | V1 | 11 | DCS | 10 | 0 | 20 | 101.25 | 0
131642 | RECTIFIER:BRIDGE;100 V;25 A;KBPC2508 | 131642 | 3370 | NEW ITEM | EA | V1 | 11 | DCS | 2 | 4 | 4 | 490 | 1960
132220 | MODULE:LOW VOLTAGE ALARM | 132220 | 3370 | SP07E3A | EA | V1 | 11 | DCS | 2 | 8 | 4 | 221339.59 | 1770716.72
158090 | MOUSE:PC;SERIAL PORT | 158090 | 3370 | NEW ITEM | EA | V1 | 11 | DCS | 2 | 0 | 10 | 0.01 | 0
180682 | CONVERTER:RS232 TO RS485 | 180682 | 3370 | NEW ITEM | EA | V1 | 11 | DCS | 2 | 0 | 10 | 0.01 | 0
|  | 182864 | 3370 | NEW ITEM | EA | V1 | 11 | DCS | 20 | 0 | 40 | 0.01 | 0
248214 | MODULE:HIGH RIPPLE ALARM;24 VDC | 248214 | 5031 | R09I5A | EA | V1 | 12 | DCS | 4 | 7 | 10 | 43873.9 | 307117.3
250620 | MODULE:PCB INTERFACE INVERTER | 250620 | 3370 | R01I16B | EA | V1 | 11 | DCS | 2 | 3 | 8 | 32485 | 97455
250628 | MODULE:SYSTEM CARD | 250628 | 3370 | R01G14B | EA | V1 | 11 | DCS | 2 | 1 | 8 | 41527 | 41527
250656 | MODULE:BATTERY STATIC SWITCH | 250656 | 3370 | R01I14B | EA | V1 | 11 | DCS | 2 | 2 | 4 | 18361 | 36722
250657 | MODULE:DRIVER RECTIFIER | 250657 | 3370 | R01G15C | EA | V1 | 11 | DCS | 2 | 2 | 4 | 19034 | 38068
250658 | MODULE:DRIVE, PCB | 250658 | 3370 | R01H16B | EA | V1 | 11 | DCS | 2 | 2 | 4 | 23311 | 46622
250659 | MODULE:CONTROL RECTIFIER | 250659 | 3370 | R01G15A | EA | V1 | 11 | DCS | 2 | 3 | 4 | 33897 | 101691
|  | 250663 | 3370 | NEW ITEM | EA | V1 | 11 | DCS | 10 | 0 | 100 | 0.01 | 0
252704 | FUSE CARTD:63 A;690 V;PUSH IN | 252704 | 3370 | SP12C2D | EA | V1 | 11 | DCS | 8 | 19 | 20 | 88.61 | 1683.59
255658 | FIXTURE FLUOR:220 V;36 W;LG 1.2 M;2 | 255658 | 3370 | MP2I8A | EA | V1 | 11 | DCS | 5 | 0 | 10 | 7239.21 | 0
404407 | FUSE INCLOSD LNK:500 V;400 A;120 KA | 404407 | 3370 | SP17E6C | EA | V1 | 11 | DCS | 10 | 20 | 20 | 162.5 | 3250
555377 | SWITCH DSCNNCT:ISOLATOR;400 VAC;160 A;3P | Deleted | 3070 | DELETED | EA | ND | 01 | DCS
|  | 545498 | 3370 | SP01F6A | EA | V1 | 11 | DCS | 20 | 15 | 40 | 100 | 1500
555584 | HOLDER FUSE:690 V;50 A;DIA 14 X LG 51 MM | 555584 | 3370 | SP17E4C | EA | V1 | 11 | DCS | 10 | 30 | 30 | 154 | 4620
|  | 571957 | 3370 | NEW ITEM | EA | V1 | 11 | DCS | 3 | 0 | 6 | 0.01 | 0
576686 | BKR:400 V;16 A;2;-25 TO 55 DEG C;WHITE | 576686 | 5031 | SP15E1F | EA | V1 | 12 | DCS | 10 | 172 | 60 | 380.25 | 65403
576706 | CAMERA:THERMAL NETWORK;8-20 VDC | 576706 | 3370 | NEW ITEM | EA | PD | 11 | CTV CCTV SYSTEM
576707 | MODULE:FIRING PIN | 576707 | 3370 | SP14F3D | EA | V1 | 11 | DCS | 4 | 8 | 8 | 20370 | 162960
576708 | MODULE:CONTROL PCB | 576708 | 5031 | R01F15B | EA | V1 | 12 | DCS | 10 | 12 | 15 | 30625.73 | 367508.76
576709 | MODULE:CPU MASTER | 576709 | 3370 | R01G15B | EA | V1 | 11 | DCS | 1 | 1 | 2 | 36575 | 36575
576710 | MODULE:DIGITAL PANEL CARD | 576710 | 3370 | R01I14C | EA | V1 | 11 | DCS | 1 | 1 | 1 | 36575 | 36575
576711 | MODULE:DIODE UNIT | 576711 | 3370 | R05E5A | EA | V1 | 11 | DCS | 1 | 2 | 2 | 7760 | 15520
576712 | MODULE:THYRISTOR DRIVER PCB | 576712 | 3370 | NEW ITEM | EA | V1 | 11 | DCS | 2 | 0 | 4 | 0 | 0
576713 | MODULE:RELAY CARD | 576713 | 5031 | R01F15C | EA | V1 | 12 | DCS | 10 | 15 | 15 | 16611.47 | 249172.05
576714 | MODULE:LC FILTER BOARD | 576714 | 3370 | R10C6C | EA | V1 | 11 | DCS | 1 | 2 | 2 | 193000 | 386000
|  | 579781 | 3370 | SP07A5A | EA | V1 | 11 | DCS | 1 | 2 | 2 | 16850 | 33700
579782 | MODULE:RECTIFIER CARD | 579782 | 5031 | R01H14B | EA | V1 | 12 | DCS | 10 | 15 | 15 | 25631.6 | 384474
579783 | MODULE:DRIVER STATIC SWITCH | 579783 | 5031 | R01H15A | EA | V1 | 12 | DCS | 10 | 2 | 15 | 20618 | 41236
579784 | MODULE:POWER SUPPLY CARD | 579784 | 5031 | SP11B3 | EA | V1 | 12 | DCS | 10 | 2 | 20 | 28900 | 57800
579785 | MODULE:REDUNDANT POWER SUPPLY CARD | 579785 | 3370 | SP11B2B | EA | V1 | 11 | DCS | 1 | 1 | 2 | 20500 | 20500
579786 | MODULE:INTERFACE CARD | 579786 | 3370 | SP11B5B | EA | V1 | 11 | DCS | 1 | 2 | 2 | 12100 | 24200
579787 | MODULE:CONTACROR DRIVER CARD | 579787 | 3370 | SP11B2C | EA | V1 | 11 | DCS | 1 | 2 | 2 | 14500 | 29000
|  | 579788 | 3370 | R03H2A | EA | V1 | 11 | DCS | 1 | 2 | 2 | 14065.95 | 28131.9
|  | 579789 | 3370 | R01H16A | EA | V1 | 11 | DCS | 1 | 2 | 2 | 18893 | 37786
|  | 579790 | 3370 | SP11B5A | EA | V1 | 11 | DCS | 1 | 2 | 2 | 6950 | 13900
579791 | RECTIFIER:BRIDGE | 579791 | 3370 | TG1J3C | EA | V1 | 11 | DCS | 1 | 1 | 1 | 66749.05 | 66749.05
579792 | RECTIFIER:SCR | 579792 | 3370 | HP20 | EA | V1 | 11 | DCS | 1 | 2 | 2 | 11602.5 | 23205
579793 | RECTIFIER:SECONDARY CHARGER BRIDGE | 579793 | 3370 | R07H1B | EA | V1 | 11 | DCS | 1 | 1 | 2 | 69985.85 | 69985.85
579794 | RECTIFIER:3 PHASE BRIDGE | 579794 | 3370 | SP12F5B | EA | V1 | 11 | DCS | 1 | 2 | 2 | 61238.78 | 122477.56
579795 | RECTIFIER:STATIC SWITCH | 579795 | 3370 | SP12F5A | EA | V1 | 11 | DCS | 1 | 2 | 2 | 11598.6 | 23197.2
579796 | RECTIFIER:BATTERY SCR | 579796 | 3370 | SP14F4B | EA | V1 | 11 | DCS | 1 | 2 | 2 | 76900 | 153800
579797 | INVERTER:IBGT | 579797 | 3370 | SP12E4B | EA | V1 | 11 | DCS | 1 | 2 | 2 | 15464.47 | 30928.94
579798 | INVERTER:EXONO BRIDGE;80 KVA | 579798 | 3370 | MP1K4A | EA | V1 | 11 | DCS | 1 | 3 | 3 | 91042 | 273126
579799 | TRANSDUCER:ELECTRO;I/P 30 VDC | 579799 | 3370 | R06C4C | EA | V1 | 11 | DCS | 1 | 2 | 2 | 893.11 | 1786.22
579800 | TRANSDUCER:ELECTRO;I/P 0-300 VAC | 579800 | 3370 | R06C4A | EA | V1 | 11 | DCS | 1 | 2 | 2 | 893.11 | 1786.22
579801 | SWITCH:SOCONEC LOAD BREAK;63 A | 579801 | 3370 | NEW ITEM | EA | V1 | 11 | DCS | 1 | 0 | 2 | 0 | 0
|  | 579803 | 3370 | MP1K4B | EA | V1 | 11 | DCS | 1 | 2 | 2 | 82712 | 165424
579804 | RECTIFIER:BATTERY CHARGER;1200 V;100 A | 579804 | 3370 | R08D1C | EA | V1 | 11 | DCS | 1 | 2 | 2 | 66749.05 | 133498.1
579805 | RECTIFIER:PULSE BRIDGE;24-400 VDC;320 A | 579805 | 3370 | MP1G3C | EA | V1 | 11 | DCS | 2 | 4 | 4 | 187515 | 750060
579806 | FUSE:CC 10;32 A;THERMOPLASTIC;690 V | 579806 | 3370 | SP14D1E | EA | V1 | 11 | DCS | 1 | 51 | 3 | 31.86 | 1624.86
579807 | FUSE:50 A;690 V;35 MM2;53 X 107 MM | 579807 | 3370 | NEW ITEM | EA | V1 | 11 | DCS | 3 | 0 | 6 | 0 | 0
579808 | INVERTER:IGBT | 579808 | 3370 | SP12E4C | EA | V1 | 11 | DCS | 1 | 3 | 3 | 14438.78 | 43316.34
|  | 579809 | 3370 | HP21 | EA | V1 | 11 | DCS | 1 | 2 | 2 | 29246.27 | 58492.54
579811 | RECTIFIER:BATTERY SCR | 579811 | 3370 | NEW ITEM | EA | V1 | 11 | DCS | 1 | 0 | 2 | 0 | 0
579812 | FUSE:50 A;THERMOPLASTIC;690 V;35 MM2 | 579812 | 3370 | NEW ITEM | EA | V1 | 11 | DCS | 3 | 0 | 6 | 0 | 0
|  | 579813 | 3370 | SP14D3F | EA | V1 | 11 | DCS | 5 | 0 | 10 | 484.5 | 0
579814 | RECTIFIER:RECTIFIER/STATIC SWITCH SCR | 579814 | 3370 | R08D1B | EA | V1 | 11 | DCS | 1 | 2 | 2 | 66749.05 | 133498.1
579815 | FUSE:GR CLASS;4 A;500 V;FERRULE | 579815 | 3370 | NO BIN | EA | V1 | 11 | DCS | 1 | 3 | 3 | 45 | 135
579816 | FUSE:CC10;32 A;690 V;10X38 MM FUSELINK | 579816 | 3370 | SP14E1A | EA | V1 | 11 | DCS | 3 | 6 | 6 | 1890 | 11340
|  | 579817 | 3370 | SP14D1F | EA | V1 | 11 | DCS | 4 | 3 | 10 | 14 | 42
579818 | FUSE:2 A;FERRULE;DIA 10 X LG 38 MM | 579818 | 3370 | SP14D3D | EA | V1 | 11 | DCS | 1 | 3 | 3 | 90.67 | 272.01
579819 | POWER SUPPLY:220 VDC;30 A;AUXILLIARY | 579819 | 5031 | R06I2C | EA | V1 | 12 | DCS | 10 | 10 | 20 | 62670.48 | 626704.8
579820 | RECTIFIER:BRIDGE;220 VDC;IN 90/OUT 160 A | 579820 | 3370 | MP01F4B | EA | V1 | 11 | DCS | 1 | 2 | 2 | 66749.05 | 133498.1
579821 | FUSE:CC10;32 A;690 V;10X38 MM FUSELINK | 579821 | 3370 | SP14D3E | EA | V1 | 11 | DCS | 3 | 6 | 6 | 445.5 | 2673
579822 | FUSE:32 A;IP;DIA 10 X LG 38 MM | 579822 | 3370 | SP14D3C | EA | V1 | 11 | DCS | 4 | 8 | 8 | 158.4 | 1267.2
579823 | RECTIFIER:BRIDGE;220 V;550 A | 579823 | 3370 | NEW ITEM | EA | V1 | 11 | DCS | 1 | 0 | 2 | 0 | 0
579824 | FUSE:GLB CLASS;40 A;440 VDC;FERRULE | 579824 | 3370 | SP14D1C | EA | V1 | 11 | DCS | 1 | 43 | 3 | 89.63 | 3854.09
579825 | FUSE:GG;50 A;THERMOPLASTIC;400 V;35 MM2 | 579825 | 3370 | NO BIN | EA | V1 | 11 | DCS | 3 | 6 | 6 | 98 | 588
579826 | FUSE:FILTER | 579826 | 3370 | NO BIN | EA | V1 | 11 | DCS | 1 | 3 | 3 | 192 | 576
579827 | FUSE:BYPASS | 579827 | 3370 | NO BIN | EA | V1 | 11 | DCS | 4 | 8 | 8 | 380 | 3040
579828 | FUSE:2 A;DIA 10 X LG 38 MM | 579828 | 3370 | SP14D2D | EA | V1 | 11 | DCS | 150 | 0 | 300 | 45.4 | 0
579829 | MODULE:SYSTEM CARD | 579829 | 3370 | R01G14C | EA | V1 | 11 | DCS | 1 | 0 | 2 | 41527 | 0
579830 | MODULE:SLAVE CARD | 579830 | 3370 | R01I14A | EA | V1 | 11 | DCS | 1 | 2 | 2 | 19905 | 39810
579831 | MODULE:SYSTEM CARD | 579831 | 3370 | R01H15C | EA | V1 | 11 | DCS | 1 | 2 | 2 | 19905 | 39810
579832 | MODULE:FILTER CARD | 579832 | 3370 | R04B3B | EA | V1 | 11 | DCS | 1 | 2 | 2 | 6205.25 | 12410.5
579833 | MODULE:CONTROL RECTIFIER CARD | 579833 | 3370 | R02A16B | EA | V1 | 11 | DCS | 1 | 2 | 2 | 20687.85 | 41375.7
579834 | MODULE:INTERFACE CARD | 579834 | 3370 | R06A6B | EA | V1 | 11 | DCS | 1 | 2 | 2 | 12450.24 | 24900.48
579835 | MODULE:POWER SUPPLY CARD | 579835 | 5031 | R09G2-3 | EA | V1 | 12 | DCS | 10 | 10 | 20 | 48575.4 | 485754
579836 | MODULE:VOLT/CURRENT CARD | 579836 | 3370 | R06A6A | EA | V1 | 11 | DCS | 1 | 2 | 2 | 12993.32 | 25986.64
579837 | MODULE:RCD SNUBBER CARD | 579837 | 3370 | RO1E15C | EA | V1 | 11 | DCS | 1 | 2 | 2 | 64305 | 128610
579838 | MODULE:CUAL-11;I/P 400 VAC;O/P 400 ACRE | 579838 | 5031 | R04B6B | EA | V1 | 12 | DCS | 10 | 0 | 14 | 56900 | 0
579839 | MODULE:RCD SNUBBER CARD | 579839 | 3370 | R01G14A | EA | V1 | 11 | DCS | 1 | 2 | 2 | 276668 | 553336
|  | 579840 | 3370 | RO1E15B | EA | V1 | 11 | DCS | 1 | 2 | 2 | 51580 | 103160
579841 | MODULE:PARALLELING BOARD | 579841 | 3370 | RO4B6A | EA | V1 | 11 | DCS | 1 | 2 | 2 | 78808 | 157616
579842 | MODULE:CUX-00;30KVA UPS | 579842 | 5031 | R04C2A | EA | V1 | 12 | DCS | 4 | 1 | 12 | 123030.32 | 123030.32
579843 | MODULE:MAINS STATIC SWITCH;115-230V;UPS | 579843 | 3370 | R04C2B | EA | V1 | 11 | DCS | 1 | 1 | 2 | 29575 | 29575
579844 | MODULE:NRV-10 | 579844 | 3370 | R05D6A | EA | V1 | 11 | DCS | 5 | 7 | 10 | 11384.5 | 79691.5
579845 | MODULE:RCD SNUBBER CARD;30KVA UPS | 579845 | 3370 | R01B7D | EA | V1 | 11 | DCS | 1 | 2 | 2 | 4501 | 9002
579846 | MODULE:CAN-00;30KVA UPS | 579846 | 3370 | R04E2C | EA | V1 | 11 | DCS | 1 | 2 | 2 | 36000 | 72000
579847 | MODULE:POWER SUPPLY CARD | 579847 | 3370 | RO1E15A | EA | V1 | 11 | DCS | 1 | 2 | 2 | 93322 | 186644
579848 | MODULE:INTERFACE BOARD;I/P 400 V;400 VAC | 579848 | 3370 | ESSENTIAL | EA | V1 | 11 | DCS | 1 | 2 | 2 | 23417.4 | 46834.8
579849 | MODULE:INVERTER STATIC SWITCH;30KVA UPS | 579849 | 3370 | RO4E2B | EA | V1 | 11 | DCS | 1 | 1 | 2 | 17499.61 | 17499.61
579850 | MODULE:POWER SUPPLY CARD;30KVA UPS | 579850 | 5031 | R04E2A | EA | V1 | 12 | DCS | 10 | 0 | 15 | 37237.72 | 0
579851 | MODULE:SUPERSEDED BY 0643803;UPS;30 KVA | 579851 | 3370 | NEW ITEM | EA | V1 | 11 | DCS | 1 | 0 | 2 | 0 | 0
579852 | MODULE:UNIVERSAL FAN FAIL;30KVA UPS | 579852 | 3370 | NEW ITEM | EA | V1 | 11 | DCS | 1 | 0 | 2 | 15000 | 0
579853 | MODULE:MOD BUS | 579853 | 3370 | RO2A16B | EA | V1 | 11 | DCS | 1 | 2 | 2 | 55766.4 | 111532.8
579854 | MODULE:DRIVER | 579854 | 3370 | R08F5C | EA | V1 | 11 | DCS | 1 | 2 | 2 | 27500 | 55000
579855 | MODULE:SIGNALLING;I/P 24 VDC;O/P SIGNAL | 579855 | 5031 | R04C6A | EA | V1 | 12 | DCS | 20 | 21 | 40 | 21111.32 | 443337.72
579856 | MODULE:INSTALLATION MONITORING | 579856 | 3370 | R08E4B | EA | V1 | 11 | DCS | 1 | 2 | 2 | 471606 | 943212
579857 | MODULE:MONITOR | 579857 | 3370 | ESSENTIAL | EA | V1 | 11 | DCS | 1 | 2 | 2 | 787.92 | 1575.84
579858 | MODULE:UNDER VOLTAGE MONITOR | 579858 | 3370 | ESSENTIAL | EA | V1 | 11 | DCS | 1 | 2 | 2 | 750 | 1500
580241 | PROTECTOR:SURGE ARRESTOR | 580241 | 3370 | RO6B2C | EA | V1 | 11 | DCS | 2 | 2 | 4 | 3092 | 6184
580242 | PROTECTOR:DC SURGE ARRESTOR | 580242 | 3370 | NEW ITEM | EA | V1 | 11 | DCS | 2 | 0 | 4 | 0 | 0
580271 | POTENTIOMETER:WIREWOUND;1000 OHM M;2 W | 580271 | 3370 | RO1I13B | EA | V1 | 11 | DCS | 3 | 10 | 10 | 1599 | 15990
581494 | MODULE:CURRENT | 581494 | 5031 | R01H14C | EA | V1 | 12 | DCS | 10 | 35 | 20 | 16554 | 579390
|  | 581495 | 5031 | NEW ITEM | EA | V1 | 12 | DCS | 10 | 0 | 20 | 0 | 0
592955 | MODULE:5911360000;DRIVER | 592955 | 5031 | NEW ITEM | EA | V1 | 12 | DCS | 2 | 0 | 4 | 0.01 | 0
592957 | INTERFACE:5911540000;NUMERIC | 592957 | 5031 | NEW ITEM | EA | V1 | 05 | DCS | 2 | 0 | 8 | 0.01 | 0
593032 | MODULE:5911380000;INTERFACE | 593032 | 5031 | RO1E16A | EA | V1 | 12 | DCS | 2 | 4 | 4 | 162815 | 651260
|  | 593120 | 3370 | R01B5F | EA | V1 | 11 | DCS | 2 | 6 | 6 | 10417.35 | 62504.1
593121 | MODULE:0104020111;THYRISTOR CONTROL | 593121 | 3370 | NEW ITEM | EA | V1 | 11 | DCS | 2 | 0 | 4 | 0.01 | 0
|  | 593122 | 3370 | R01B5D | EA | V1 | 11 | DCS | 3 | 4 | 6 | 13185 | 52740
600216 | MODULE:INVERTER INTERFACE;CHLORIDE UPS | 600216 | 5031 | NEW ITEM | EA | V1 | 12 | DCS | 2 | 0 | 8 | 0.01 | 0
600243 | FAN ELEC:AC AXIAL COMPACT;150 X 55 MM | 600243 | 3370 | NEW ITEM | EA | V1 | 11 | DCS | 4 | 0 | 10 | 0.01 | 0
608167 | BOARD PC:B00468320100;CHARGE POWER RXPE | 608167 | 5031 | R01A12E | EA | V1 | 12 | DCS | 10 | 16 | 20 | 8689.17 | 139026.72
608172 | BOARD PC:SP 300-2;CHARGE POWER RXPE | 608172 | 3370 | R08A5B | EA | V1 | 11 | DCS | 2 | 4 | 4 | 24800 | 99200
608174 | BOARD PC:SP223- 24V;CHARGE POWER RXPE | 608174 | 5031 | RO2H15A | EA | V1 | 12 | DCS | 10 | 20 | 20 | 21742.5 | 434850
608177 | BOARD PC:SP300- 3;CHARGE POWER RXPE | 608177 | 3370 | NEW ITEM | EA | V1 | 11 | DCS | 2 | 0 | 4 | 0.01 | 0
608178 | BOARD PC:SP312- 24V;CHARGE POWER RXPE | 608178 | 5031 | RO2H15B | EA | V1 | 12 | DCS | 10 | 20 | 20 | 21108.75 | 422175
614623 | MODULE:B00613190100;FIRING | 614623 | 3370 | R02C15B | EA | V1 | 11 | DCS | 2 | 4 | 4 | 19967 | 79868
615072 | ARRSTR ELECTRNC:SURGE;280 V | 615072 | 3370 | NEW ITEM | EA | V1 | 11 | DCS | 4 | 0 | 10 | 0.01 | 0
|  | 620669 | 3370 | SP14D1B | EA | V1 | 11 | DCS | 50 | 92 | 100 | 8.77 | 806.84
624702 | CELL:VLA; WET; PLANTÉ;322 AH | 624702 | 3370 | ACID STORE | EA | PD | 11 | DCS | 0 | 5 | 0 | 4471.39 | 22356.95
624704 | CELL:VLA; WET; PLANTÉ;429 AH | 624704 | 3370 | NEW ITEM | EA | PD | 11 | DCS | 0 | 0 | 0 | 0.01 | 0
624706 | CELL:VLA; WET; PLANTÉ;456 AH | 624706 | 3370 | NEW ITEM | EA | PD | 11 | DCS | 0 | 0 | 0 | 5999.86 | 0
624716 | CELL:VLA; WET; PLANTÉ;1690 AH | 624716 | 3370 | NEW ITEM | EA | PD | 11 | DCS | 0 | 0 | 0 | 0.01 | 0
625449 | CELL:NICAD;640 AH;VTX1-M640 | 625449 | 3370 | NEW ITEM | EA | PD | 11 | DCS | 0 | 0 | 0 | 13400 | 0
626258 | LINK FUSE:LV HRC;400 A;500 V | 626258 | 3370 | NEW ITEM | EA | V1 | 11 | DCS | 2 | 0 | 10 | 0.01 | 0
626283 | FUSE:CYLINDRICAL;40 A;CERAMIC;500 VAC | 626283 | 3370 | NEW ITEM | EA | V1 | 11 | DCS | 10 | 0 | 20 | 0.01 | 0
632220 | BATT:FLOODED LEAD CELLS;2 V;429 AH;YCP33 | 632220 | 3370 | NEW ITEM | EA | PD | 11 | DCS | 0 | 0 | 0 | 0.01 | 0
639860 | CONNECTOR ELECT:CELL INTER ROW;RANGE 3 | 639860 | 3370 | SP11C3 | EA | V1 | 11 | DCS | 10 | 20 | 20 | 317.76 | 6355.2
641159 | CELL:VLA, WET PLANTE;2144 AH;YHP41 | 641159 | 3370 | NEW ITEM | EA | PD | 11 | DCS | 0 | 0 | 0 | 0.01 | 0
641676 | MODULE:DISPLAY KEYBOARD | 641676 | 3370 | R04D4A | EA | V1 | 11 | DCS | 2 | 2 | 8 | 23080 | 46160
641681 | MODULE:DRIVER UNIT | 641681 | 5031 | RO1E16B | EA | V1 | 12 | DCS | 2 | 4 | 4 | 69500 | 278000
641684 | MODULE:INTERFACE | 641684 | 3370 | NEW ITEM | EA | V1 | 11 | DCS | 10 | 0 | 20 | 0.01 | 0
641686 | MODULE:FRONT PANEL;I/P 250 V | 641686 | 5031 | NEW ITEM | EA | V1 | 12 | DCS | 2 | 0 | 4 | 0.01 | 0
641827 | THERMOSTAT:BREAK ON RISE;-10 TO 60 DEG C | 641827 | 3370 | R01C8A-B | EA | V1 | 11 | DCS | 2 | 10 | 10 | 977.5 | 9775
641883 | HANDLE:MECHANISM;LG 360 MM;STL;CHROME | 641883 | 3370 | NEW ITEM | EA | V1 | 11 | DCS | 2 | 0 | 10 | 0.01 | 0
643550 | FUSE CARTD:100 A;420 VAC;SLOTTED | 643550 | 5031 | SP15A3C | EA | V1 | 12 | DCS | 10 | 20 | 20 | 7650 | 153000
643551 | FUSE CARTD:6 A;500 V;SLOTTED;120 KA | 643551 | 5031 | SP14F6C | EA | V1 | 12 | DCS | 2 | 4 | 4 | 9150 | 36600
643557 | FUSE CARTD:160 A;STRIKER PIN | 643557 | 5031 | SP15B3B | EA | V1 | 12 | DCS | 10 | 10 | 20 | 10800 | 108000
643623 | MODULE:SURGE PROTECTION | 643623 | 3370 | R03G6A | EA | V1 | 11 | DCS | 1 | 3 | 3 | 42556.5 | 127669.5
643624 | MODULE:SURGE PROTECTION | 643624 | 3370 | R03G6B | EA | V1 | 11 | DCS | 1 | 3 | 3 | 31850 | 95550
|  | 643626 | 3370 | R01C13 | EA | V1 | 11 | DCS | 4 | 9 | 10 | 9626 | 86634
643786 | MODULE:MAIN SUPPLY FILTER;415 V 3 PH | 643786 | 5031 | R02F16A | EA | V1 | 12 | DCS | 2 | 4 | 4 | 210000 | 840000
643792 | MODULE | 643792 | 3370 | R02B16C | EA | V1 | 11 | DCS | 2 | 10 | 10 | 25725 | 257250
643794 | MODULE | 643794 | 3370 | R03G16C | EA | V1 | 11 | DCS | 2 | 10 | 10 | 10058.48 | 100584.8
643797 | MODULE | 643797 | 3370 | R02B16A | EA | V1 | 11 | DCS | 2 | 10 | 10 | 9127.72 | 91277.2
|  | 643798 | 3370 | R01F15A | EA | V1 | 11 | DCS | 2 | 10 | 10 | 9700 | 97000
|  | 643803 | 3370 | R1OC5A | EA | V1 | 11 | DCS | 4 | 9 | 10 | 163111.11 | 1467999.99
643805 | MODULE | 643805 | 5031 | NEW ITEM | EA | V1 | 12 | DCS | 2 | 0 | 4 | 0.01 | 0
643806 | MODULE | 643806 | 5031 | NEW ITEM | EA | V1 | 12 | DCS | 2 | 0 | 4 | 0.01 | 0
643808 | MODULE | 643808 | 5031 | R02F15C | EA | V1 | 12 | DCS | 10 | 2 | 20 | 32980 | 65960
643843 | HANDLE:FUSE BLOCK 2P 100 A;PLASTIC | 643843 | 3370 | SP10D2C | EA | V1 | 11 | DCS | 4 | 10 | 10 | 4323.21 | 43232.1
643844 | HANDLE:FUSE BLOCK 2P 125 A;PLASTIC | 643844 | 3370 | R02F15A | EA | V1 | 11 | DCS | 4 | 6 | 10 | 4964.53 | 29787.18
643941 | SWITCH:BYPASS;63 A | 643941 | 3370 | NEW ITEM | EA | V1 | 11 | DCS | 2 | 0 | 10 | 0.01 | 0
644081 | RELAY:EARTH FAULT MONITOR;12-280 VDC | 644081 | 5031 | SP18F6B | EA | V1 | 12 | DCS | 2 | 8 | 8 | 19050 | 152400
644637 | POWER SUPPLY:I/P 120/230 V;24 VDC;40 A | 644637 | 5031 | R04G5 | EA | V1 | 12 | DCS | 10 | 16 | 20 | 10750 | 172000
644816 | BKR:MCB;400 VAC;25 A;25 KA;3;230 V;16 A | 644816 | 5031 | NEW ITEM | EA | V1 | 12 | DCS | 10 | 0 | 20 | 0.01 | 0
646137 | CAPACITOR:FILM;200 UF;250 VAC;30 MM | 646137 | 3370 | SP12C3C | EA | V1 | 11 | DCS | 2 | 3 | 5 | 1212 | 3636
646268 | CONTACTOR:BLOCK;24-60 VAC;20-60 VDC;4 | 646268 | 3370 | SP18B4A | EA | V1 | 11 | DCS | 2 | 15 | 20 | 10401.49 | 156022.35
648117 | RESISTOR:2.7 MEG OHM;8 W;5 PCT;60 MA | 648117 | 3370 | R01B9B | EA | V1 | 11 | DCS | 2 | 5 | 5 | 198600 | 993000
|  | 648118 | 3370 | RO1B11F | EA | V1 | 11 | DCS | 2 | 5 | 5 | 152000 | 760000
648123 | RESISTOR:1.2 K OHM;8 W;5 PCT;WIRE WOUND | 648123 | 3370 | R01B10E | EA | V1 | 11 | DCS | 2 | 5 | 5 | 171000 | 855000
648124 | RESISTOR:27 K OHM;8 W;5 PCT;WIRE WOUND | 648124 | 3370 | NEW ITEM | EA | V1 | 11 | DCS | 2 | 0 | 5 | 0.01 | 0
648125 | RESISTOR:1 K OHM;8 W;5 PCT;89 MA | 648125 | 3370 | R01B10A | EA | V1 | 11 | DCS | 2 | 5 | 5 | 178480 | 892400
648126 | RESISTOR:2.2 K OHM;8 W;5 PCT;WIRE WOUND | 648126 | 3370 | R01B9E | EA | V1 | 11 | DCS | 2 | 5 | 5 | 171000 | 855000
656012 | LINK FUSE:SQUARE BODY;125 A;690 V | 656012 | 3370 | SP14F3F | EA | V1 | 11 | DCS | 1 | 2 | 2 | 578 | 1156
656014 | LINK FUSE:SQUARE BODY;250 A;690 V | 656014 | 3370 | SP14F3E | EA | V1 | 11 | DCS | 2 | 4 | 4 | 578 | 2312
656086 | CONTACTOR:BLOCK;690 V;220 V;25 A;4 | 656086 | 3370 | SP18D1C | EA | V1 | 11 | DCS | 1 | 1 | 2 | 10204.13 | 10204.13
656090 | CONTACTOR:BLOCK DC;1000 V;220 VDC;100 A | 656090 | 3370 | SP18C6C | EA | V1 | 11 | DCS | 1 | 1 | 2 | 13760 | 13760
656093 | CONTACTOR:BLOCK DC;690 V;220 VDC;26 A;3 | 656093 | 3370 | SP18B1E | EA | V1 | 11 | DCS | 1 | 2 | 2 | 8003.81 | 16007.62
656098 | CONTACTOR:BLOCK DC;690 V;220 VDC;26 A;3 | 656098 | 3370 | SP18B1F | EA | V1 | 11 | DCS | 1 | 2 | 2 | 8495.29 | 16990.58
656099 | CONTACTOR:BLOCK DC;690 V;220 VDC;45 A;3 | 656099 | 3370 | SP16D1E | EA | V1 | 11 | DCS | 1 | 2 | 2 | 8035.99 | 16071.98
656100 | CONTACTOR:BLOCK DC;690 V;220 VDC;100 A;3 | 656100 | 3370 | SP18F6A | EA | V1 | 11 | DCS | 1 | 2 | 2 | 12302.69 | 24605.38
656102 | CONTACTOR:BLOCK DC;1000 V;220 VDC;100 A | 656102 | 3370 | SP07D1A3 | EA | V1 | 11 | DCS | 1 | 1 | 2 | 7249.11 | 7249.11
656429 | LINK FUSE:CERAMIC CATRIDGE;6 A;500 V | 656429 | 3370 | SP14E3A | EA | V1 | 11 | DCS | 1 | 3 | 3 | 5.95 | 17.85
656432 | LINK FUSE:CERAMIC CATRIDGE;8 A;500 V | 656432 | 3370 | SP14D2F | EA | V1 | 11 | DCS | 1 | 2 | 2 | 9 | 18
656437 | LINK FUSE:CERAMIC CARTRIDGE;4 A;500 V | 656437 | 3370 | SP14D3B | EA | V1 | 11 | DCS | 8 | 8 | 12 | 15.42 | 123.36
656439 | LINK FUSE:CERAMIC CATRIDGE;8 A;500 V | 656439 | 3370 | SP14D2E | EA | V1 | 11 | DCS | 5 | 10 | 10 | 9 | 90
656440 | LINK FUSE:CERAMIC CARTRIDGE;125 A;400 V | 656440 | 3370 | SP14E1E | EA | V1 | 11 | DCS | 2 | 4 | 4 | 52.32 | 209.28
656442 | LINK FUSE:CERAMIC CARTRIDGE;100 A;500 V | 656442 | 3370 | SP14E1B | EA | V1 | 11 | DCS | 1 | 4 | 4 | 5.95 | 23.8
663785 | LINK FUSE:CYLINDRICAL;4 A;500 V | 663785 | 3370 | SP14F6B | EA | V1 | 11 | DCS | 4 | 0 | 10 | 10.8 | 0
665837 | MODULE:INTERFACE CARD;400 V | 665837 | 5031 | NEW ITEM | EA | V1 | 12 | DCS | 10 | 0 | 20 | 0.01 | 0
665868 | FAN ELEC:AC AXIAL COMPACT;130 MM;230 VAC | 665868 | 3370 | SP08D3C | EA | V1 | 11 | DCS | 2 | 4 | 4 | 5839.21 | 23356.84
666344 | FUSE CARTD:120 A;690VAC/500VDC;STUD | 666344 | 3370 | SP14E6C | EA | V1 | 11 | DCS | 12 | 0 | 20 | 249.75 | 0
666350 | FUSE CARTD:63 A;690VAC/500VDC;STUD | 666350 | 3370 | SP14A2D | EA | V1 | 11 | DCS | 20 | 50 | 40 | 117.31 | 5865.5
666380 | CONTACT AUX:MOTOR CONTROL;2NO 2NC;4 A | 666380 | 5031 | SP17E2A | EA | V1 | 12 | DCS | 12 | 12 | 24 | 189 | 2268
666508 | MODULE:I/O ALARM CARD;400 V | 666508 | 5031 | RO2C16B | EA | V1 | 12 | DCS | 4 | 10 | 10 | 44394 | 443940
667582 | CAPACITOR:ALUMINIUM CASE;50 UF;250 V | 667582 | 3370 | SP09C3A | EA | V1 | 11 | DCS | 3 | 67 | 9 | 2890 | 193630
667584 | CAPACITOR:ALUMINIUM CASE;200 UF;400 V | 667584 | 3370 | NEW ITEM | EA | V1 | 11 | DCS | 3 | 0 | 6 | 0.01 | 0
668437 | MODULE:VOLTMETRIC RELAY BOARD | 668437 | 3370 | R01C15B | EA | V1 | 11 | DCS | 1 | 3 | 3 | 165513.33 | 496539.99
668438 | MODULE:MICROCONTROLLER | 668438 | 5031 | NEW ITEM | EA | V1 | 12 | DCS | 10 | 0 | 20 | 0.01 | 0
669259 | FUSE:HIGH SPEED;350 A;CERAMIC;690 VAC | 669259 | 3370 | SP14E5B | EA | V1 | 11 | DCS | 6 | 10 | 10 | 5175.8 | 51758
669260 | FUSE CARTD:4 A;250 V;PUSH IN;40 A | 669260 | 3370 | SP17B1A | EA | V1 | 11 | DCS | 4 | 0 | 10 | 1.7 | 0
669261 | LINK FUSE:DUAL INDICATOR;63 A;690 VAC | 669261 | 3370 | SP15A2B | EA | V1 | 11 | DCS | 1 | 2 | 2 | 70 | 140
669300 | MODULE PWR SUP:UPS;I/P 400V 24A;UPS | 669300 | 3370 | NEW ITEM | EA | V1 | 11 | DCS | 1 | 0 | 1 | 0.01 | 0
669306 | MODULE:CAN00-00 OUTPUT CAN BOARD | 669306 | 3370 | R04D3B | EA | V1 | 11 | DCS | 2 | 4 | 4 | 29782.67 | 119130.68
669434 | MODULE:CUX-00 BOARD;80KVA UPS | 669434 | 3370 | R09I5C | EA | V1 | 11 | DCS | 1 | 2 | 2 | 144077.4 | 288154.8
669435 | MODULE:SUPERSEDED BY 0579848;5911010001 | Deleted | 3370 | DELETED | EA | ND | 01 | DCS
670123 | FUSE:HIGH SPEED;160 A;CERAMIC;690 V;BOLT | 670123 | 3370 | SP12E3C | EA | V1 | 11 | DCS | 10 | 20 | 20 | 236.98 | 4739.6
671839 | BKR CCT LV:RAIL;PUSHBUTTON;500 V;3;400 A | 671839 | 3370 | NEW ITEM | EA | V1 | 11 | DCS | 10 | 0 | 20 | 0.01 | 0
671976 | MODULE:SUPERSEDED BY 0579838;5911091100 | Deleted | 3370 | DELETED | ND | ND | 01 | DCS
671977 | MODULE:SUPERSEDED BY 0579850;5911251000 | Deleted | 3370 | DELETED | ND | ND | 01 | DCS
671982 | BATT:SEALED LEAD ACID;12 V;105 AH | 671982 | 3370 | ACID STORE | EA | V1 | 11 | DCS | 4 | 0 | 4 | 4300 | 0
672213 | BKR CCT LV:DIN RAIL;3;4 A;690 VAC;6 KV | 672213 | 3370 | R01I12A-D | EA | V1 | 11 | DCS | 10 | 20 | 20 | 46366 | 927320
673719 | FUSE:315 A;700 V;HOLE MOUNTED TAG FUSES | 673719 | 3370 | SP15C6B | EA | V1 | 11 | DCS | 2 | 4 | 4 | 2698.92 | 10795.68
673720 | LINK FUSE:32 A;500 VAC; 250 VDC | 673720 | 3370 | SP15B4C | EA | V1 | 11 | DCS | 40 | 100 | 100 | 1400 | 140000
673797 | SWITCH DSCNNCT:BREAK SWITCH;400 V;63 A | 673797 | 3370 | RO4E1B | EA | V1 | 11 | DCS | 2 | 12 | 12 | 750 | 9000
673801 | BKR CCT LV:DIN RAIL;MCB;1P;20 A;415 V | 673801 | 3370 | SP15D3D | EA | V1 | 11 | DCS | 2 | 12 | 12 | 95 | 1140
673813 | BKR CCT LV:DIN RAIL;MCB;2P;80 A;415 V | 673813 | 3370 | SP12A4C | EA | V1 | 11 | DCS | 2 | 12 | 12 | 2716 | 32592
673822 | BKR CCT LV:DIN RAIL;MCB;2P;32 A;400 V | 673822 | 3370 | SP18E6A | EA | V1 | 03 | DCS | 2 | 10 | 6 | 61250 | 612500
674050 | MODULE:CHARGER MODEL 150 A;150 A | 674050 | 5031 | RO1F16A | EA | V1 | 12 | DCS | 3 | 6 | 6 | 158176.15 | 949056.9
674276 | CONNECTOR:INTER CELL CONNECTORS | 674276 | 3370 | SP39A1B | EA | V1 | 03 | DCS | 50 | 336 | 168 | 2761.57 | 927887.52
675318 | BKR:CLIP ON;110 VAC;8.9 A;150 A;4;240 V | 675318 | 3370 | NEW ITEM | EA | V1 | 11 | DCS | 10 | 0 | 20 | 0.01 | 0
|  | 675327 | 3370 | SP03E1 | EA | V1 | 11 | DCS | 50 | 100 | 100 | 9569.1 | 956910
675436 | MODULE:GP 456; IO CONTROLLER | 675436 | 3370 | RO4C1A | EA | V1 | 03 | DCS | 4 | 10 | 6 | 75866.72 | 758667.2
675441 | MODULE:SP 303-2 HVA 24V 3SEC DELAY | 675441 | 3370 | NEW ITEM | EA | V1 | 11 | DCS | 2 | 0 | 4 | 0.01 | 0
675442 | CONTACTOR:BLOCK;690 VAC; 220 VDC;100 A | 675442 | 5031 | SP17E5A | EA | V1 | 12 | DCS | 10 | 21 | 20 | 2050 | 43050
676479 | MODULE:SP116-5A; 24V 5A BTU CONTROLLER | 676479 | 3370 | R05E6C | EA | V1 | 11 | DCS | 4 | 8 | 8 | 66450.33 | 531602.64
676486 | MODULE | 676486 | 3370 | NEW ITEM | EA | V1 | 11 | DCS | 4 | 0 | 8 | 0.01 | 0
676488 | MODULE | 676488 | 3370 | R01B12C | EA | V1 | 11 | DCS | 4 | 8 | 8 | 39553 | 316424
690002 | FUSE:160 A;CERAMIC;690 V | 690002 | 5031 | SP72D3B | EA | V1 | 12 | DCS | 9 | 24 | 24 | 990.3 | 23767.2
693618 | MODULE | 693618 | 3370 | R01A12D | EA | V1 | 11 | DCS | 2 | 4 | 4 | 196441.89 | 785767.56
693622 | MODULE:5090100021 | 693622 | 3370 | R01B1A | EA | V1 | 11 | DCS | 2 | 4 | 4 | 226200 | 904800
|  | 704290 | 5031 | NEW ITEM | EA | V1 | 12 | DCS | 2 | 0 | 4 | 41000 | 0
706705 | MODULE:CUAL-11 CUDSMC;80 KVA | 706705 | 5031 | R09F1B | EA | V1 | 12 | DCS | 2 | 2 | 4 | 220032 | 440064
706707 | MODULE:CUAL 11 CUDSMC;80 KVA | 706707 | 5031 | NEW ITEM | EA | V1 | 12 | DCS | 3 | 0 | 6 | 0.01 | 0
706709 | MODULE:CUAL-11 CUDSMC;80 KVA | 706709 | 5031 | NEW ITEM | EA | V1 | 12 | DCS | 2 | 0 | 4 | 41000 | 0
706711 | MODULE:CUAL-11 CUDSMC | 706711 | 5031 | NEW ITEM | EA | V1 | 12 | DCS | 2 | 0 | 4 | 41000 | 0
706722 | MODULE:CUAL 11 CUDSMC | 706722 | 5031 | NEW ITEM | EA | V1 | 12 | DCS | 2 | 0 | 4 | 41000 | 0
706725 | MODULE:CUAL 11 CUDSMC | 706725 | 5031 | NEW ITEM | EA | V1 | 12 | DCS | 2 | 0 | 4 | 41000 | 0
706726 | MODULE:CUAL 11 CUDSMC | 706726 | 5031 | NEW ITEM | EA | V1 | 12 | DCS | 2 | 0 | 4 | 41000 | 0
|  | 715456 | 5031 | R09B3A | EA | V1 | 12 | DCS | 2 | 4 | 4 | 245000 | 980000
|  | 715457 | 5031 | R09F1A | EA | V1 | 12 | DCS | 3 | 6 | 6 | 163481.36 | 980888.16
|  | 715458 | 5031 | R06G6C | EA | V1 | 12 | DCS | 2 | 1 | 4 | 211220.38 | 211220.38
|  | 715460 | 5031 | NEW ITEM | EA | V1 | 12 | DCS | 2 | 0 | 4 | 130000 | 0
|  | 715461 | 5031 | NEW ITEM | EA | V1 | 12 | DCS | 2 | 0 | 4 | 130000 | 0
|  | 715463 | 5031 | NEW ITEM | EA | V1 | 12 | DCS | 2 | 0 | 4 | 130000 | 0
|  | 715464 | 5031 | R02F15B | EA | V1 | 12 | DCS | 2 | 4 | 4 | 240202.75 | 960811
|  | 715469 | 3370 | NEW ITEM | EA | V1 | 11 | DCS | 72 | 0 | 200 | 0.01 | 0
|  | 721487 | 3370 | R08C3B | EA | V1 | 11 | DCS | 6 | 21 | 22 | 79937.13 | 1678679.73
|  | 726814 | 3370 | SP69A5B | EA | V1 | 11 | DCS | 2 | 4 | 4 | 192000 | 768000
|  | 726815 | 3370 | R04D2B | EA | V1 | 11 | DCS | 2 | 4 | 4 | 194000 | 776000
|  | 726845 | 3370 | NEW ITEM | EA | V1 | 11 | DCS | 2 | 0 | 4 | 200000 | 0
|  | 726846 | 3370 | R04G1B | EA | V1 | 11 | DCS | 2 | 4 | 4 | 196750 | 787000
|  | 726919 | 3370 | R04G1C | EA | V1 | 11 | DCS | 2 | 4 | 4 | 196750 | 787000
|  | 727001 | 3370 | NEW ITEM | EA | V1 | 11 | DCS | 1 | 0 | 2 | 80000 | 0
|  | 727002 | 3370 | SP71B6C | EA | V1 | 11 | DCS | 3 | 6 | 6 | 129000 | 774000
|  | 727007 | 3370 | SP09A5B | EA | V1 | 11 | DCS | 2 | 8 | 4 | 137500 | 1100000
|  | 727008 | 3370 | NEW ITEM | EA | V1 | 11 | DCS | 1 | 0 | 2 | 80000 | 0
|  | 727277 | 3370 | SP09B4-5 | EA | V1 | 11 | DCS | 2 | 7 | 4 | 136379 | 954653
|  | 727282 | 3370 | R04D2A | EA | V1 | 11 | DCS | 2 | 4 | 4 | 196000 | 784000
|  | 727332 | 3370 | MP4-FLOOR | EA | V1 | 11 | DCS | 50 | 205 | 220 | 3990 | 817950
|  | 727469 | 3370 | SP10D3C | EA | V1 | 11 | DCS | 10 | 20 | 20 | 48000 | 960000
|  | 730173 | 3370 | SP38A6A | EA | V1 | 11 | DCS | 4 | 8 | 8 | 105081.52 | 840652.16
|  | 732903 | 3370 | SP18A6B | EA | V1 | 11 | DCS | 2 | 4 | 10 | 12000 | 48000
|  | 747382 | 3370 | SP04E1-2 | EA | V1 | 11 | DCS | 10 | 4 | 20 | 6300 | 25200
|  | 750990 | 5031 | NEW ITEM | EA | V1 | 12 | DCS | 2 | 0 | 4 | 5000 | 0
|  | 751046 | 5031 | NEW ITEM | EA | V1 | 12 | DCS | 2 | 0 | 4 | 5000 | 0
|  | 751059 | 3370 | NEW ITEM | EA | PD | 11 | DCS | 0 | 0 | 0 | 0.01 | 0
|  | 751061 | 3370 | NEW ITEM | EA | V1 | 11 | DCS | 12 | 0 | 54 | 8000 | 0
|  | 751075 | 5031 | NEW ITEM | EA | V1 | 12 | DCS | 2 | 0 | 4 | 5000 | 0